## Notes
1. Feeder Deployment Incremental and Feeder Deployment Cumulative (Tab 1)
a. Column J – The Company does not limit their opportunity for circuit breaker SCADA to only 4kV circuits.
b. Column M – The Company utilizes network protectors, but does not integrate them into SCADA at this time.
c. Column O - OMS/AMI – AMI is not a component of the existing Grid Modernization approved investment areas
d. Column P,Q – Underground circuits do not have OH DA
e. Column R – The Company has an active oil fused cutout replacement program that is not part of the Grid Modernization investments
f. Column S – The Company does not include VFI’s as part of the Grid Modernization investments
g. Column T-X - Underground circuits are not envisioned for the VVO solutions
h. Column AA - RTU related work is included with Dist. Management System. We are not deploying devices at this time. The work is focused on tracking existing RTU’s for DMS configuration.
i. Column AD– Unitil only
2. Feeder Status (Tab 3)
a. DER Interconnections – electricity (1 unit on 14-211L2) DER sites
b. Column DL-DM – Company only has baseline data available for 2016 and 2017.
c. Columns CT-DA – Eversource only.
d. Columns EC-EE – Eversource only.
e. Column EH – Unitil only.
3. Spending – 2018 Report and Spending 2019 Report (Tab 5a & 5b)
a. RTU related work is included with Dist. Management System. We are not deploying devices at this time. The work is focused on tracking existing RTU’s for DMS configuration.

## 1.Feeder Deployment Incremental
TABLE 1 | Feeder Deployment Incremental |  | Company Name | National Grid
|  |  | Plan Year | 2019
This table presents the required format for the reporting of the incremental deployment of grid modernization technologies at the feeder/substation level during the plan year.
Feeder/Substation Identification | [7 empty] | Monitoring & Control (SCADA) | [6 empty] | Distribution Automation |  |  |  | Volt-Var Optimization |  |  |  |  | Advanced Distribution Management System (ADMS) |  |  | Communications |  | Workforce Management
Company Name | Division Name | District Name | Substation Name | Substation Location (City/Town) | Feeder ID | Feeder Location (Cities/Towns) (1) | Initial Inclusion of Feeder in Report (Y/N) (2) | Microprocessor Relay | 4kV Circuit Breaker SCADA | Recloser SCADA | Padmount Switch SCADA | Network Protector SCADA | Feeder Monitor | OMS/AMI Integration | OH DA | OH DA w/Ties | 4kV Oil Switch Replacement | 4kV VFI Retrofit for DA | VVO - Regulators | VVO - Capacitor Banks | VVO - LTC Controls | VVO - Line Sensors | VVO - IT Work | Advanced Load Flow | GIS Survey (Expense) | Dist. Management System | Numbers of Nodes | Miles of Fiber | Mobile Damage Assessment
Mass Electric | NE North | Central | Lashaway 525 | North Brookfield | 01-0012 | North Brookfield | N | 0 | 0 | 0 | 0 | Other | 0 | No | 0 | 0 | Other | Other | 0 | 0 | 0 | 0 | 0 | 0 | 0 | 0 | 0 | 0 | No
Mass Electric | NE North | Central | Rena Street 10 | Worcester | 01-10J323 | Worcester | N | 0 | 0 | 0 | 0 | Other | 0 | No | 0 | 0 | Other | Other | 0 | 0 | 0 | 0 | 0 | 0 | 0 | 0 | 0 | 0 | No
Mass Electric | NE North | Central | Rena Street 10 | Worcester | 01-10J366 | Worcester | N | 0 | 0 | 0 | 0 | Other | 0 | No | 0 | 0 | Other | Other | 0 | 0 | 0 | 0 | 0 | 0 | 0 | 0 | 0 | 0 | No
Mass Electric | NE North | Central | Rena Street 10 | Worcester | 01-10J383 | Worcester | N | 0 | 0 | 0 | 0 | Other | 0 | No | 0 | 0 | Other | Other | 0 | 0 | 0 | 0 | 0 | 0 | 0 | 0 | 0 | 0 | No
Mass Electric | NE North | Central | Faraday Street 11 | Worcester | 01-11J314 | Worcester | N | 0 | 0 | 0 | 0 | Other | 0 | No | 0 | 0 | Other | Other | 0 | 0 | 0 | 0 | 0 | 0 | 0 | 0 | 0 | 0 | No
Mass Electric | NE North | Central | Faraday Street 11 | Worcester | 01-11J325 | Worcester | N | 0 | 0 | 0 | 0 | Other | 0 | No | 0 | 0 | Other | Other | 0 | 0 | 0 | 0 | 0 | 0 | 0 | 0 | 0 | 0 | No
Mass Electric | NE North | Central | Faraday Street 11 | Worcester | 01-11J330 | Worcester | N | 0 | 0 | 0 | 0 | Other | 0 | No | 0 | 0 | Other | Other | 0 | 0 | 0 | 0 | 0 | 0 | 0 | 0 | 0 | 0 | No
Mass Electric | NE North | Central | Faraday Street 11 | Worcester | 01-11J331 | Worcester | N | 0 | 0 | 0 | 0 | Other | 0 | No | 0 | 0 | Other | Other | 0 | 0 | 0 | 0 | 0 | 0 | 0 | 0 | 0 | 0 | No
Mass Electric | NE North | Central | Faraday Street 11 | Worcester | 01-11J332 | Worcester | N | 0 | 0 | 0 | 0 | Other | 0 | No | 0 | 0 | Other | Other | 0 | 0 | 0 | 0 | 0 | 0 | 0 | 0 | 0 | 0 | No
Mass Electric | NE North | Central | Faraday Street 11 | Worcester | 01-11J333 | Worcester | N | 0 | 0 | 0 | 0 | Other | 0 | No | 0 | 0 | Other | Other | 0 | 0 | 0 | 0 | 0 | 0 | 0 | 0 | 0 | 0 | No
Mass Electric | NE North | Central | Faraday Street 11 | Worcester | 01-11J334 | Worcester | N | 0 | 0 | 0 | 0 | Other | 0 | No | 0 | 0 | Other | Other | 0 | 0 | 0 | 0 | 0 | 0 | 0 | 0 | 0 | 0 | No
Mass Electric | NE North | Central | Faraday Street 11 | Worcester | 01-11J346 | Worcester | N | 0 | 0 | 0 | 0 | Other | 0 | No | 0 | 0 | Other | Other | 0 | 0 | 0 | 0 | 0 | 0 | 0 | 0 | 0 | 0 | No
Mass Electric | NE North | Central | Faraday Street 11 | Worcester | 01-11J347 | Worcester | N | 0 | 0 | 0 | 0 | Other | 0 | No | 0 | 0 | Other | Other | 0 | 0 | 0 | 0 | 0 | 0 | 0 | 0 | 0 | 0 | No
Mass Electric | NE North | Central | Faraday Street 11 | Worcester | 01-11J351 | Worcester | N | 0 | 0 | 0 | 0 | Other | 0 | No | 0 | 0 | Other | Other | 0 | 0 | 0 | 0 | 0 | 0 | 0 | 0 | 0 | 0 | No
Mass Electric | NE North | Central | Faraday Street 11 | Worcester | 01-11J354 | Worcester | N | 0 | 0 | 0 | 0 | Other | 0 | No | 0 | 0 | Other | Other | 0 | 0 | 0 | 0 | 0 | 0 | 0 | 0 | 0 | 0 | No
Mass Electric | NE North | Central | Faraday Street 11 | Worcester | 01-11J357 | Worcester | N | 0 | 0 | 0 | 0 | Other | 0 | No | 0 | 0 | Other | Other | 0 | 0 | 0 | 0 | 0 | 0 | 0 | 0 | 0 | 0 | No
Mass Electric | NE North | Central | Millbrook Street 12 | Worcester | 01-12J376 | Worcester | N | 0 | 0 | 0 | 0 | Other | 0 | No | 0 | 0 | Other | Other | 0 | 0 | 0 | 0 | 0 | 0 | 0 | 0 | 0 | 0 | No
Mass Electric | NE North | Central | Millbrook Street 12 | Worcester | 01-12J377 | Worcester | N | 0 | 0 | 0 | 0 | Other | 0 | No | 0 | 0 | Other | Other | 0 | 0 | 0 | 0 | 0 | 0 | 0 | 0 | 0 | 0 | No
Mass Electric | NE North | Central | Millbrook Street 12 | Worcester | 01-12J378 | Worcester | N | 0 | 0 | 0 | 0 | Other | 0 | No | 0 | 0 | Other | Other | 0 | 0 | 0 | 0 | 0 | 0 | 0 | 0 | 0 | 0 | No
Mass Electric | NE North | Central | Millbrook Street 12 | Worcester | 01-12J391 | Worcester | N | 0 | 0 | 0 | 0 | Other | 0 | No | 0 | 0 | Other | Other | 0 | 0 | 0 | 0 | 0 | 0 | 0 | 0 | 0 | 0 | No
Mass Electric | NE North | Central | Brooks Street 13 | Worcester | 01-13J350 | Worcester | N | 0 | 0 | 0 | 0 | Other | 0 | No | 0 | 0 | Other | Other | 0 | 0 | 0 | 0 | 0 | 0 | 0 | 0 | 0 | 0 | No
Mass Electric | NE North | Central | Brooks Street 13 | Worcester | 01-13J358 | Worcester | N | 0 | 0 | 0 | 0 | Other | 0 | No | 0 | 0 | Other | Other | 0 | 0 | 0 | 0 | 0 | 0 | 0 | 0 | 0 | 0 | No
Mass Electric | NE North | Central | Squantum Street 14 | Worcester | 01-14J367 | Worcester | N | 0 | 0 | 0 | 0 | Other | 0 | No | 0 | 0 | Other | Other | 0 | 0 | 0 | 0 | 0 | 0 | 0 | 0 | 0 | 0 | No
Mass Electric | NE North | Central | Squantum Street 14 | Worcester | 01-14J368 | Worcester | N | 0 | 0 | 0 | 0 | Other | 0 | No | 0 | 0 | Other | Other | 0 | 0 | 0 | 0 | 0 | 0 | 0 | 0 | 0 | 0 | No
Mass Electric | NE North | Central | Lincoln Plaza 15 | Worcester | 01-15J392 | Worcester | N | 0 | 0 | 0 | 0 | Other | 0 | No | 0 | 0 | Other | Other | 0 | 0 | 0 | 0 | 0 | 0 | 0 | 0 | 0 | 0 | No
Mass Electric | NE North | Central | Salisbury St 16 | Worcester | 01-16J1 | Worcester | N | 0 | 0 | 0 | 0 | Other | 0 | No | 0 | 0 | Other | Other | 0 | 0 | 0 | 0 | 0 | 0 | 0 | 0 | 0 | 0 | No
Mass Electric | NE North | Central | Salisbury St 16 | Worcester | 01-16J2 | Worcester | N | 0 | 0 | 0 | 0 | Other | 0 | No | 0 | 0 | Other | Other | 0 | 0 | 0 | 0 | 0 | 0 | 0 | 0 | 0 | 0 | No
Mass Electric | NE North | Central | Salisbury St 16 | Worcester | 01-16J3 | Worcester | N | 0 | 0 | 0 | 0 | Other | 0 | No | No | No | Other | Other | 0 | 0 | 0 | 0 | 0 | 0 | 0 | 0 | 0 | 0 | No
Mass Electric | NE North | Central | Marion Ave 18 | Worcester | 01-18J394 | Worcester | N | 0 | 0 | 0 | 0 | Other | 0 | No | 0 | 0 | Other | Other | 0 | 0 | 0 | 0 | 0 | 0 | 0 | 0 | 0 | 0 | No
Mass Electric | NE North | Central | Tatnuck 1 | Worcester | 01-1J362 | Worcester | N | 0 | 0 | 0 | 0 | Other | 0 | No | 0 | 0 | Other | Other | 0 | 0 | 0 | 0 | 0 | 0 | 0 | 0 | 0 | 0 | No
Mass Electric | NE North | Central | Tatnuck 1 | Worcester | 01-1J363 | Worcester | N | 0 | 0 | 0 | 0 | Other | 0 | No | 0 | 0 | Other | Other | 0 | 0 | 0 | 0 | 0 | 0 | 0 | 0 | 0 | 0 | No
Mass Electric | NE North | Central | Tatnuck 1 | Worcester | 01-1J369 | Worcester | N | 0 | 0 | 0 | 0 | Other | 0 | No | 0 | 0 | Other | Other | 0 | 0 | 0 | 0 | 0 | 0 | 0 | 0 | 0 | 0 | No
Mass Electric | NE North | Central | Tatnuck 1 | Worcester | 01-1J370 | Worcester | N | 0 | 0 | 0 | 0 | Other | 0 | No | 0 | 0 | Other | Other | 0 | 0 | 0 | 0 | 0 | 0 | 0 | 0 | 0 | 0 | No
Mass Electric | NE North | Central | Tatnuck 1 | Worcester | 01-1J390 | Worcester | N | 0 | 0 | 0 | 0 | Other | 0 | No | 0 | 0 | Other | Other | 0 | 0 | 0 | 0 | 0 | 0 | 0 | 0 | 0 | 0 | No
Mass Electric | NE North | Central | Ayer 201 | Ayer | 01-201W1 | Ayer, Groton, Shirley | N | 0 | 0 | 0 | 0 | Other | 0 | No | 0 | 0 | Other | Other | 0 | 0 | 0 | 0 | 0 | 0 | 0 | 0 | 0 | 0 | No
Mass Electric | NE North | Central | Ayer 201 | Ayer | 01-201W2 | Ayer, Bolton, Harvard | N | 0 | 0 | 0 | 0 | Other | 0 | No | 0 | 0 | Other | Other | 0 | 0 | 0 | 0 | 0 | 0 | 0 | 0 | 0 | 0 | No
Mass Electric | NE North | Central | Ayer 201 | Ayer | 01-201W3 | Ayer | N | 0 | 0 | 0 | 0 | Other | 0 | No | 0 | 0 | Other | Other | 0 | 0 | 0 | 0 | 0 | 0 | 0 | 0 | 0 | 0 | No
Mass Electric | NE North | Central | Ayer 201 | Ayer | 01-201W4 | Ayer, Groton, Pepperell, Shirley | N | 0 | 0 | 0 | 0 | Other | 0 | No | 0 | 0 | Other | Other | 0 | 0 | 0 | 0 | 0 | 0 | 0 | 0 | 0 | 0 | No
Mass Electric | NE North | Central | Litchfield St 207 | Leominster | 01-207W1 | Leominster | N | 0 | 0 | 0 | 0 | Other | 0 | No | 0 | 0 | Other | Other | 0 | 0 | 0 | 0 | 0 | 0 | 0 | 0 | 0 | 0 | No
Mass Electric | NE North | Central | Litchfield St 207 | Leominster | 01-207W2 | Leominster | N | 0 | 0 | 0 | 0 | Other | 0 | No | 0 | 0 | Other | Other | 0 | 0 | 0 | 0 | 0 | 0 | 0 | 0 | 0 | 0 | No
Mass Electric | NE North | Central | Litchfield St 207 | Leominster | 01-207W3 | Lancaster, Leominster | N | 0 | 0 | 0 | 0 | Other | 0 | No | 0 | 0 | Other | Other | 0 | 0 | 0 | 0 | 0 | 0 | 0 | 0 | 0 | 0 | No
Mass Electric | NE North | Central | Litchfield St 207 | Leominster | 01-207W4 | Leominster | N | 0 | 0 | 0 | 0 | Other | 0 | No | 0 | 0 | Other | Other | 0 | 0 | 0 | 0 | 0 | 0 | 0 | 0 | 0 | 0 | No
Mass Electric | NE North | Central | Litchfield St 207 | Leominster | 01-207W6 | Leominster | N | 0 | 0 | 0 | 0 | Other | 0 | No | 0 | 0 | Other | Other | 0 | 0 | 0 | 0 | 0 | 0 | 0 | 0 | 0 | 0 | No
Mass Electric | NE North | Central | Dunstable 210 | Dunstable | 01-210L1 | Dunstable, Groton, Pepperell | N | 0 | 0 | 0 | 0 | Other | 0 | No | 0 | 0 | Other | Other | 0 | 0 | 0 | 0 | 0 | 0 | 0 | 0 | 0 | 0 | No
Mass Electric | NE North | Central | Fitch Road 216 | Clinton | 01-216W1 | Clinton | N | 0 | 0 | 0 | 0 | Other | 0 | No | 0 | 0 | Other | Other | 0 | 0 | 0 | 0 | 0 | 0 | 0 | 0 | 0 | 0 | No
Mass Electric | NE North | Central | Fitch Road 216 | Clinton | 01-216W2 | Clinton | N | 0 | 0 | 0 | 0 | Other | 0 | No | 0 | 0 | Other | Other | 0 | 0 | 0 | 0 | 0 | 0 | 0 | 0 | 0 | 0 | No
Mass Electric | NE North | Central | Fitch Road 216 | Clinton | 01-216W3 | Clinton, Lancaster | N | 0 | 0 | 0 | 0 | Other | 0 | No | 0 | 0 | Other | Other | 0 | 0 | 0 | 0 | 0 | 0 | 0 | 0 | 0 | 0 | No
Mass Electric | NE North | Central | Fitch Road 216 | Clinton | 01-216W4 | Bolton, Clinton, Lancaster, Sterling | N | 0 | 0 | 0 | 0 | Other | 0 | No | 0 | 0 | Other | Other | 0 | 0 | 0 | 0 | 0 | 0 | 0 | 0 | 0 | 0 | No
Mass Electric | NE North | Central | Fitch Road 216 | Clinton | 01-216W5 | Berlin, Bolton, Clinton | N | 0 | 0 | 0 | 0 | Other | 0 | No | 0 | 0 | Other | Other | 0 | 0 | 0 | 0 | 0 | 0 | 0 | 0 | 0 | 0 | No
Mass Electric | NE North | Central | Fitch Road 216 | Clinton | 01-216W6 | Bolton, Clinton, Harvard | N | 0 | 0 | 0 | 0 | Other | 0 | No | 0 | 0 | Other | Other | 0 | 0 | 0 | 0 | 0 | 0 | 0 | 0 | 0 | 0 | No
Mass Electric | NE North | Central | Prospect Street 219 | Leominster | 01-219W1 | Leominster | N | 0 | 0 | 0 | 0 | Other | 0 | No | 0 | 0 | Other | Other | 0 | 0 | 0 | 0 | 0 | 0 | 0 | 0 | 0 | 0 | No
Mass Electric | NE North | Central | Prospect Street 219 | Leominster | 01-219W2 | Leominster, Lunenburg | N | 0 | 0 | 0 | 0 | Other | 0 | No | 0 | 0 | Other | Other | 0 | 0 | 0 | 0 | 0 | 0 | 0 | 0 | 0 | 0 | No
Mass Electric | NE North | Central | Prospect Street 219 | Leominster | 01-219W3 | Leominster | N | 0 | 0 | 0 | 0 | Other | 0 | No | 0 | 0 | Other | Other | 0 | 0 | 0 | 0 | 0 | 0 | 0 | 0 | 0 | 0 | No
Mass Electric | NE North | Central | Prospect Street 219 | Leominster | 01-219W4 | Fitchburg, Leominster | N | 0 | 0 | 0 | 0 | Other | 0 | No | 0 | 0 | Other | Other | 0 | 0 | 0 | 0 | 0 | 0 | 0 | 0 | 0 | 0 | No
Mass Electric | NE North | Central | Prospect Street 219 | Leominster | 01-219W5 | Leominster, Lunenburg | N | 0 | 0 | 0 | 0 | Other | 0 | No | 0 | 0 | Other | Other | 0 | 0 | 0 | 0 | 0 | 0 | 0 | 0 | 0 | 0 | No
Mass Electric | NE North | Central | Prospect Street 219 | Leominster | 01-219W6 | Leominster | N | 0 | 0 | 0 | 0 | Other | 0 | No | 0 | 0 | Other | Other | 0 | 0 | 0 | 0 | 0 | 0 | 0 | 0 | 0 | 0 | No
Mass Electric | NE North | Central | Leicester 21 | Leicester | 01-21W1 | Leicester, Spencer | N | 0 | 0 | 0 | 0 | Other | 0 | No | 0 | 0 | Other | Other | 0 | 0 | 0 | 0 | 0 | 0 | 0 | 0 | 0 | 0 | No
Mass Electric | NE North | Central | Leicester 21 | Leicester | 01-21W2 | Charlton, Leicester | N | 0 | 0 | 0 | 0 | Other | 0 | No | 0 | 0 | Other | Other | 0 | 0 | 0 | 0 | 0 | 0 | 0 | 0 | 0 | 0 | No
Mass Electric | NE North | Central | Pratts Junction 225 | Sterling | 01-225W1 | Bolton, Lancaster, Sterling | N | 0 | 0 | 0 | 0 | Other | 0 | No | 0 | 0 | Other | Other | 0 | 0 | 0 | 0 | 0 | 0 | 0 | 0 | 0 | 0 | No
Mass Electric | NE North | Central | Pratts Junction 225 | Sterling | 01-225W2 | Sterling | Y | 0 | 0 | 0 | 0 | Other | 0 | No | 0 | 0 | Other | Other | 0 | 0 | 0 | 0 | 0 | 0 | 0 | 0 | 0 | 0 | No
Mass Electric | NE North | Central | Pratts Junction 225 | Sterling | 01-225W3 | Lancaster, Leominster, Sterling | N | 0 | 0 | 0 | 0 | Other | 0 | No | 0 | 0 | Other | Other | 0 | 0 | 0 | 0 | 0 | 0 | 0 | 0 | 0 | 0 | No
Mass Electric | NE North | Central | Pratts Junction 225 | Sterling | 01-225W4 | Leominster, Sterling | N | 0 | 0 | 0 | 0 | Other | 0 | No | 0 | 0 | Other | Other | 0 | 0 | 0 | 0 | 0 | 0 | 0 | 0 | 0 | 0 | No
Mass Electric | NE North | Central | Groton Street 226 | Pepperell | 01-226L1 | Pepperell, Townsend | N | 0 | 0 | 0 | 0 | Other | 0 | No | 0 | 0 | Other | Other | 0 | 0 | 0 | 0 | 0 | 0 | 0 | 0 | 0 | 0 | No
Mass Electric | NE North | Central | Groton Street 226 | Pepperell | 01-226L2 | Pepperell | N | 0 | 0 | 0 | 0 | Other | 0 | No | 0 | 0 | Other | Other | 0 | 0 | 0 | 0 | 0 | 0 | 0 | 0 | 0 | 0 | No
Mass Electric | NE North | Central | Laurel Circle 227 | Shirley | 01-227W1 | Lancaster, Leominster, Lunenburg, Shirley | N | 0 | 0 | 0 | 0 | Other | 0 | No | 0 | 0 | Other | Other | 0 | 0 | 0 | 0 | 0 | 0 | 0 | 0 | 0 | 0 | No
Mass Electric | NE North | Central | Laurel Circle 227 | Shirley | 01-227W3 | Ayer, Harvard, Lunenburg, Shirley | N | 0 | 0 | 0 | 0 | Other | 0 | No | 0 | 0 | Other | Other | 0 | 0 | 0 | 0 | 0 | 0 | 0 | 0 | 0 | 0 | No
Mass Electric | NE North | Central | Cooks Pond 23 | Worcester | 01-23W1 | Worcester | N | 0 | 0 | 0 | 0 | Other | 0 | No | 0 | 0 | Other | Other | 0 | 0 | 0 | 0 | 0 | 0 | 0 | 0 | 0 | 0 | No
Mass Electric | NE North | Central | Cooks Pond 23 | Worcester | 01-23W2 | Worcester | N | 0 | 0 | 0 | 0 | Other | 0 | No | 0 | 0 | Other | Other | 0 | 0 | 0 | 0 | 0 | 0 | 0 | 0 | 0 | 0 | No
Mass Electric | NE North | Central | Cooks Pond 23 | Worcester | 01-23W3 | Holden, Leicester, Worcester | N | 0 | 0 | 0 | 0 | Other | 0 | No | 0 | 0 | Other | Other | 0 | 0 | 0 | 0 | 0 | 0 | 0 | 0 | 0 | 0 | No
Mass Electric | NE North | Central | Cooks Pond 23 | Worcester | 01-23W4 | Worcester | N | 0 | 0 | 0 | 0 | Other | 0 | No | 0 | 0 | Other | Other | 0 | 0 | 0 | 0 | 0 | 0 | 0 | 0 | 0 | 0 | No
Mass Electric | NE North | Central | Greendale 24 | Worcester | 01-24W1 | Worcester | N | 0 | 0 | 0 | 0 | Other | 0 | No | 0 | 0 | Other | Other | 0 | 0 | 0 | 0 | 0 | 0 | 0 | 0 | 0 | 0 | No
Mass Electric | NE North | Central | Greendale 24 | Worcester | 01-24W2 | Holden, Worcester | N | 0 | 0 | 0 | 0 | Other | 0 | No | 0 | 0 | Other | Other | 0 | 0 | 0 | 0 | 0 | 0 | 0 | 0 | 0 | 0 | No
Mass Electric | NE North | Central | Greendale 24 | Worcester | 01-24W3 | Worcester | N | 0 | 0 | 0 | 0 | Other | 0 | No | 0 | 0 | Other | Other | 0 | 0 | 0 | 0 | 0 | 0 | 0 | 0 | 0 | 0 | No
Mass Electric | NE North | Central | Greendale 24 | Worcester | 01-24W4 | Worcester | N | 0 | 0 | 0 | 0 | Other | 0 | No | 0 | 0 | Other | Other | 0 | 0 | 0 | 0 | 0 | 0 | 0 | 0 | 0 | 0 | No
Mass Electric | NE North | Central | Greendale 24 | Worcester | 01-24W5 | Worcester | N | 0 | 0 | 0 | 0 | Other | 0 | No | 0 | 0 | Other | Other | 0 | 0 | 0 | 0 | 0 | 0 | 0 | 0 | 0 | 0 | No
Mass Electric | NE North | Central | Pondville 26 | Auburn | 01-26W1 | Auburn | N | 0 | 0 | 0 | 0 | Other | 0 | No | 0 | 0 | Other | Other | 0 | 0 | 0 | 0 | 0 | 0 | 0 | 0 | 0 | 0 | No
Mass Electric | NE North | Central | Pondville 26 | Auburn | 01-26W2 | Auburn, Millbury, Worcester | N | 0 | 0 | 0 | 0 | Other | 0 | No | 0 | 0 | Other | Other | 0 | 0 | 0 | 0 | 0 | 0 | 0 | 0 | 0 | 0 | No
Mass Electric | NE North | Central | Pondville 26 | Auburn | 01-26W3 | Auburn, Millbury, Oxford | N | 0 | 0 | 0 | 0 | Other | 0 | No | 0 | 0 | Other | Other | 0 | 0 | 0 | 0 | 0 | 0 | 0 | 0 | 0 | 0 | No
Mass Electric | NE North | Central | Pondville 26 | Auburn | 01-26W4 | Auburn | N | 0 | 0 | 0 | 0 | Other | 0 | No | 0 | 0 | Other | Other | 0 | 0 | 0 | 0 | 0 | 0 | 0 | 0 | 0 | 0 | No
Mass Electric | NE North | Central | Bloomingdale 27 | Worcester | 01-27W1 | Worcester | N | 0 | 0 | 0 | 0 | Other | 0 | No | 0 | 0 | Other | Other | 0 | 0 | 0 | 0 | 0 | 0 | 0 | 0 | 0 | 0 | No
Mass Electric | NE North | Central | Bloomingdale 27 | Worcester | 01-27W2 | Worcester | N | 0 | 0 | 0 | 0 | Other | 0 | No | 0 | 0 | Other | Other | 0 | 0 | 0 | 0 | 0 | 0 | 0 | 0 | 0 | 0 | No
Mass Electric | NE North | Central | Bloomingdale 27 | Worcester | 01-27W3 | Worcester | N | 0 | 0 | 0 | 0 | Other | 0 | No | No | No | Other | Other | 0 | 0 | 0 | 0 | 0 | 0 | 0 | 0 | 0 | 0 | No
Mass Electric | NE North | Central | Bloomingdale 27 | Worcester | 01-27W4 | Worcester | N | 0 | 0 | 0 | 0 | Other | 0 | No | 0 | 0 | Other | Other | 0 | 0 | 0 | 0 | 0 | 0 | 0 | 0 | 0 | 0 | No
Mass Electric | NE North | Central | Bloomingdale 27 | Worcester | 01-27W5 | Grafton, Millbury, Worcester | N | 0 | 0 | 0 | 0 | Other | 0 | No | 0 | 0 | Other | Other | 0 | 0 | 0 | 0 | 0 | 0 | 0 | 0 | 0 | 0 | No
Mass Electric | NE North | Central | Chandler Street 2 | Worcester | 01-2J328 | Worcester | N | 0 | 0 | 0 | 0 | Other | 0 | No | 0 | 0 | Other | Other | 0 | 0 | 0 | 0 | 0 | 0 | 0 | 0 | 0 | 0 | No
Mass Electric | NE North | Central | Chandler Street 2 | Worcester | 01-2J335 | Worcester | N | 0 | 0 | 0 | 0 | Other | 0 | No | 0 | 0 | Other | Other | 0 | 0 | 0 | 0 | 0 | 0 | 0 | 0 | 0 | 0 | No
Mass Electric | NE North | Central | Chandler Street 2 | Worcester | 01-2J345 | Worcester | N | 0 | 0 | 0 | 0 | Other | 0 | No | 0 | 0 | Other | Other | 0 | 0 | 0 | 0 | 0 | 0 | 0 | 0 | 0 | 0 | No
Mass Electric | NE North | Central | Chandler Street 2 | Worcester | 01-2J349 | Worcester | N | 0 | 0 | 0 | 0 | Other | 0 | No | 0 | 0 | Other | Other | 0 | 0 | 0 | 0 | 0 | 0 | 0 | 0 | 0 | 0 | No
Mass Electric | NE North | Central | Chandler Street 2 | Worcester | 01-2J353 | Worcester | N | 0 | 0 | 0 | 0 | Other | 0 | No | 0 | 0 | Other | Other | 0 | 0 | 0 | 0 | 0 | 0 | 0 | 0 | 0 | 0 | No
Mass Electric | NE North | Central | Chandler Street 2 | Worcester | 01-2J393 | Worcester | N | 0 | 0 | 0 | 0 | Other | 0 | No | 0 | 0 | Other | Other | 0 | 0 | 0 | 0 | 0 | 0 | 0 | 0 | 0 | 0 | No
Mass Electric | NE North | Central | Millbury 4 | Millbury | 01-304W1 | Grafton, Millbury | N | 0 | 0 | 0 | 0 | Other | 0 | No | 0 | 0 | Other | Other | 0 | 0 | 0 | 0 | 0 | 0 | 0 | 0 | 0 | 0 | No
Mass Electric | NE North | Central | Millbury 4 | Millbury | 01-304W2 | Grafton, Millbury, Sutton | N | 0 | 0 | 0 | 0 | Other | 0 | No | 0 | 0 | Other | Other | 0 | 0 | 0 | 0 | 0 | 0 | 0 | 0 | 0 | 0 | No
Mass Electric | NE North | Central | Millbury 4 | Millbury | 01-304W3 | Millbury, Worcester | N | 0 | 0 | 0 | 0 | Other | 0 | No | 0 | 0 | Other | Other | 0 | 0 | 0 | 0 | 0 | 0 | 0 | 0 | 0 | 0 | No
Mass Electric | NE North | Central | Millbury 4 | Millbury | 01-304W4 | Grafton, Millbury | N | 0 | 0 | 0 | 0 | Other | 0 | No | 0 | 0 | Other | Other | 0 | 0 | 0 | 0 | 0 | 0 | 0 | 0 | 0 | 0 | No
Mass Electric | NE North | Central | Millbury 4 | Millbury | 01-304W5 | Millbury, Sutton | N | 0 | 0 | 0 | 0 | Other | 0 | No | 0 | 0 | Other | Other | 0 | 0 | 0 | 0 | 0 | 0 | 0 | 0 | 0 | 0 | No
Mass Electric | NE North | Central | Millbury 4 | Millbury | 01-304W6 | Grafton, Millbury, Sutton | N | 0 | 0 | 0 | 0 | Other | 0 | No | 0 | 0 | Other | Other | 0 | 0 | 0 | 0 | 0 | 0 | 0 | 0 | 0 | 0 | No
Mass Electric | NE North | Central | Bancroft Street 3 | Worcester | 01-3J341 | Worcester | N | 0 | 0 | 0 | 0 | Other | 0 | No | 0 | 0 | Other | Other | 0 | 0 | 0 | 0 | 0 | 0 | 0 | 0 | 0 | 0 | No
Mass Electric | NE North | Central | Bancroft Street 3 | Worcester | 01-3J371 | Worcester | N | 0 | 0 | 0 | 0 | Other | 0 | No | 0 | 0 | Other | Other | 0 | 0 | 0 | 0 | 0 | 0 | 0 | 0 | 0 | 0 | No
Mass Electric | NE North | Central | Bancroft Street 3 | Worcester | 01-3J372 | Worcester | N | 0 | 0 | 0 | 0 | Other | 0 | No | 0 | 0 | Other | Other | 0 | 0 | 0 | 0 | 0 | 0 | 0 | 0 | 0 | 0 | No
Mass Electric | NE North | Central | Bancroft Street 3 | Worcester | 01-3J373 | Worcester | N | 0 | 0 | 0 | 0 | Other | 0 | No | 0 | 0 | Other | Other | 0 | 0 | 0 | 0 | 0 | 0 | 0 | 0 | 0 | 0 | No
Mass Electric | NE North | Central | Bancroft Street 3 | Worcester | 01-3J374 | Worcester | N | 0 | 0 | 0 | 0 | Other | 0 | No | 0 | 0 | Other | Other | 0 | 0 | 0 | 0 | 0 | 0 | 0 | 0 | 0 | 0 | No
Mass Electric | NE North | Central | Bancroft Street 3 | Worcester | 01-3J375 | Worcester | N | 0 | 0 | 0 | 0 | Other | 0 | No | 0 | 0 | Other | Other | 0 | 0 | 0 | 0 | 0 | 0 | 0 | 0 | 0 | 0 | No
Mass Electric | NE North | Central | North Oxford 2 | Oxford | 01-406L1 | Auburn, Charlton, Leicester, Oxford, Worcester | N | 0 | 0 | 0 | 0 | Other | 0 | No | 0 | 0 | Other | Other | 0 | 0 | 0 | 0 | 0 | 0 | 0 | 0 | 0 | 0 | No
Mass Electric | NE North | Central | North Oxford 2 | Oxford | 01-406L2 | Auburn, Oxford | N | 0 | 0 | 0 | 0 | Other | 0 | No | 0 | 0 | Other | Other | 0 | 0 | 0 | 0 | 0 | 0 | 0 | 0 | 0 | 0 | No
Mass Electric | NE North | Central | North Oxford 2 | Oxford | 01-406L3 | Charlton, Oxford | N | 0 | 0 | 0 | 0 | Other | 0 | No | 0 | 0 | Other | Other | 0 | 0 | 0 | 0 | 0 | 0 | 0 | 0 | 0 | 0 | No
Mass Electric | NE North | Central | North Oxford 2 | Oxford | 01-406L4 | Auburn, Oxford, Webster | N | 0 | 0 | 0 | 0 | Other | 0 | No | 0 | 0 | Other | Other | 0 | 0 | 0 | 0 | 0 | 0 | 0 | 0 | 0 | 0 | No
Mass Electric | NE North | Central | Fiskdale 408 | Sturbridge | 01-408L1 | Brookfield, Sturbridge | N | 0 | 0 | 0 | 0 | Other | 0 | No | 0 | 0 | Other | Other | 0 | 0 | 0 | 0 | 0 | 0 | 0 | 0 | 0 | 0 | No
Mass Electric | NE North | Central | Fiskdale 408 | Sturbridge | 01-408L2 | Brimfield, Sturbridge | N | 0 | 0 | 0 | 0 | Other | 0 | No | 0 | 0 | Other | Other | 0 | 0 | 0 | 0 | 0 | 0 | 0 | 0 | 0 | 0 | No
Mass Electric | NE North | Central | East Webster 412 | Webster | 01-412L1 | Webster | N | 0 | 0 | 0 | 0 | Other | 0 | No | 0 | 0 | Other | Other | 0 | 0 | 0 | 0 | 0 | 0 | 0 | 0 | 0 | 0 | No
Mass Electric | NE North | Central | East Webster 412 | Webster | 01-412L2 | Dudley, Webster | N | 0 | 0 | 0 | 0 | Other | 0 | No | 0 | 0 | Other | Other | 0 | 0 | 0 | 0 | 0 | 0 | 0 | 0 | 0 | 0 | No
Mass Electric | NE North | Central | East Webster 412 | Webster | 01-412L3 | Dudley, Oxford, Webster | N | 0 | 0 | 0 | 0 | Other | 0 | No | 0 | 0 | Other | Other | 0 | 0 | 0 | 0 | 0 | 0 | 0 | 0 | 0 | 0 | No
Mass Electric | NE North | Central | East Webster 412 | Webster | 01-412L4 | Charlton, Dudley, Oxford, Webster | N | 0 | 0 | 0 | 0 | Other | 0 | No | 0 | 0 | Other | Other | 0 | 0 | 0 | 0 | 0 | 0 | 0 | 0 | 0 | 0 | No
Mass Electric | NE North | Central | East Webster 412 | Webster | 01-412L5 | Dudley, Webster | N | 0 | 0 | 0 | 0 | Other | 0 | No | 0 | 0 | Other | Other | 0 | 0 | 0 | 0 | 0 | 0 | 0 | 0 | 0 | 0 | No
Mass Electric | NE North | Central | East Webster 412 | Webster | 01-412L6 | Dudley, Oxford, Webster | N | 0 | 0 | 0 | 0 | Other | 0 | No | 0 | 0 | Other | Other | 0 | 0 | 0 | 0 | 0 | 0 | 0 | 0 | 0 | 0 | No
Mass Electric | NE North | Central | Snow Street 413 | Southbridge | 01-413L1 | Southbridge | N | 0 | 0 | 0 | 0 | Other | 0 | No | 0 | 0 | Other | Other | 0 | 0 | 0 | 0 | 0 | 0 | 0 | 0 | 0 | 0 | No
Mass Electric | NE North | Central | Snow Street 413 | Southbridge | 01-413L2 | Southbridge, Sturbridge | N | 0 | 0 | 0 | 0 | Other | 0 | No | 0 | 0 | Other | Other | 0 | 0 | 0 | 0 | 0 | 0 | 0 | 0 | 0 | 0 | No
Mass Electric | NE North | Central | Snow Street 413 | Southbridge | 01-413L3 | Charlton, Dudley, Southbridge | N | 0 | 0 | 0 | 0 | Other | 0 | No | 0 | 0 | Other | Other | 0 | 0 | 0 | 0 | 0 | 0 | 0 | 0 | 0 | 0 | No
Mass Electric | NE North | Central | Snow Street 413 | Southbridge | 01-413L4 | Charlton, Southbridge | N | 0 | 0 | 0 | 0 | Other | 0 | No | 0 | 0 | Other | Other | 0 | 0 | 0 | 0 | 0 | 0 | 0 | 0 | 0 | 0 | No
Mass Electric | NE North | Central | Snow Street 413 | Southbridge | 01-413L6 | Southbridge, Sturbridge | N | 0 | 0 | 0 | 0 | Other | 0 | No | 0 | 0 | Other | Other | 0 | 0 | 0 | 0 | 0 | 0 | 0 | 0 | 0 | 0 | No
Mass Electric | NE North | Central | Snow Street 413 | Southbridge | 01-413L7 | Southbridge, Sturbridge | N | 0 | 0 | 0 | 0 | Other | 0 | No | 0 | 0 | Other | Other | 0 | 0 | 0 | 0 | 0 | 0 | 0 | 0 | 0 | 0 | No
Mass Electric | NE North | Central | West Charlton 415 | Charlton | 01-415L1 | Brookfield, Charlton, Sturbridge | N | 0 | 0 | 0 | 0 | Other | 0 | No | 0 | 0 | Other | Other | 0 | 0 | 0 | 0 | 0 | 0 | 0 | 0 | 0 | 0 | No
Mass Electric | NE North | Central | West Charlton 415 | Charlton | 01-415L2 | Charlton, Southbridge | N | 0 | 0 | 0 | 0 | Other | 0 | No | 0 | 0 | Other | Other | 0 | 0 | 0 | 0 | 0 | 0 | 0 | 0 | 0 | 0 | No
Mass Electric | NE North | Central | West Charlton 415 | Charlton | 01-415L3 | Charlton, Sturbridge | N | 0 | 0 | 0 | 0 | Other | 0 | No | 0 | 0 | Other | Other | 0 | 0 | 0 | 0 | 0 | 0 | 0 | 0 | 0 | 0 | No
Mass Electric | NE North | Central | Cambridge Street 4 | Worcester | 01-4J324 | Worcester | N | 0 | 0 | 0 | 0 | Other | 0 | No | 0 | 0 | Other | Other | 0 | 0 | 0 | 0 | 0 | 0 | 0 | 0 | 0 | 0 | No
Mass Electric | NE North | Central | Cambridge Street 4 | Worcester | 01-4J336 | Worcester | N | 0 | 0 | 0 | 0 | Other | 0 | No | 0 | 0 | Other | Other | 0 | 0 | 0 | 0 | 0 | 0 | 0 | 0 | 0 | 0 | No
Mass Electric | NE North | Central | Cambridge Street 4 | Worcester | 01-4J338 | Worcester | N | 0 | 0 | 0 | 0 | Other | 0 | No | 0 | 0 | Other | Other | 0 | 0 | 0 | 0 | 0 | 0 | 0 | 0 | 0 | 0 | No
Mass Electric | NE North | Central | Cambridge Street 4 | Worcester | 01-4J339 | Worcester | N | 0 | 0 | 0 | 0 | Other | 0 | No | 0 | 0 | Other | Other | 0 | 0 | 0 | 0 | 0 | 0 | 0 | 0 | 0 | 0 | No
Mass Electric | NE North | Central | Cambridge Street 4 | Worcester | 01-4J340 | Worcester | N | 0 | 0 | 0 | 0 | Other | 0 | No | 0 | 0 | Other | Other | 0 | 0 | 0 | 0 | 0 | 0 | 0 | 0 | 0 | 0 | No
Mass Electric | NE North | Central | Cambridge Street 4 | Worcester | 01-4J348 | Worcester | N | 0 | 0 | 0 | 0 | Other | 0 | No | 0 | 0 | Other | Other | 0 | 0 | 0 | 0 | 0 | 0 | 0 | 0 | 0 | 0 | No
Mass Electric | NE North | Central | Lashaway 525 | North Brookfield | 01-525L1 | East Brookfield, North Brookfield, West Brookfield | N | 0 | 0 | 0 | 0 | Other | 0 | No | 0 | 0 | Other | Other | 0 | 0 | 0 | 0 | 0 | 0 | 0 | 0 | 0 | 0 | No
Mass Electric | NE North | Central | Lashaway 525 | North Brookfield | 01-525L2 | Brookfield, East Brookfield, New Braintree, North Brookfield, Spencer, Sturbridge, Warren, West Brookfield | N | 0 | 0 | 0 | 0 | Other | 0 | No | 0 | 0 | Other | Other | 0 | 0 | 0 | 0 | 0 | 0 | 0 | 0 | 0 | 0 | No
Mass Electric | NE North | Central | Meadow Street 552 | Spencer | 01-552L1 | Charlton, Leicester, North Brookfield, Spencer | N | 0 | 0 | 0 | 0 | Other | 0 | No | 0 | 0 | Other | Other | 0 | 0 | 0 | 0 | 0 | 0 | 0 | 0 | 0 | 0 | No
Mass Electric | NE North | Central | Meadow Street 552 | Spencer | 01-552L3 | East Brookfield, North Brookfield, Spencer | N | 0 | 0 | 0 | 0 | Other | 0 | No | 0 | 0 | Other | Other | 0 | 0 | 0 | 0 | 0 | 0 | 0 | 0 | 0 | 0 | No
Mass Electric | NE North | Central | Treasure Valley 55 | Paxton | 01-55W1 | Oakham, Paxton, Rutland | N | 0 | 0 | 0 | 0 | Other | 0 | No | 0 | 0 | Other | Other | 0 | 0 | 0 | 0 | 0 | 0 | 0 | 0 | 0 | 0 | No
Mass Electric | NE North | Central | Westminster 602 | Westminster | 01-602W2 | Barre, Gardner, Hubbardston, Templeton, Westminster | N | 0 | 0 | 0 | 0 | Other | 0 | No | 0 | 0 | Other | Other | 0 | 0 | 0 | 0 | 0 | 0 | 0 | 0 | 0 | 0 | No
Mass Electric | NE North | Central | Westminster 602 | Westminster | 01-602W3 | Westminster | N | 0 | 0 | 0 | 0 | Other | 0 | No | 0 | 0 | Other | Other | 0 | 0 | 0 | 0 | 0 | 0 | 0 | 0 | 0 | 0 | No
Mass Electric | NE North | Central | Crystal Lake | Gardner | 01-607W1 | Gardner, Templeton, Winchendon | N | 0 | 0 | 0 | 0 | Other | 0 | No | 0 | 0 | Other | Other | 0 | 0 | 0 | 0 | 0 | 0 | 0 | 0 | 0 | 0 | No
Mass Electric | NE North | Central | Crystal Lake | Gardner | 01-607W2 | Gardner | N | 0 | 0 | 0 | 0 | Other | 0 | No | 0 | 0 | Other | Other | 0 | 0 | 0 | 0 | 0 | 0 | 0 | 0 | 0 | 0 | No
Mass Electric | NE North | Central | Crystal Lake | Gardner | 01-607W3 | Ashburnham, Gardner, Winchendon | N | 0 | 0 | 0 | 0 | Other | 0 | No | 0 | 0 | Other | Other | 0 | 0 | 0 | 0 | 0 | 0 | 0 | 0 | 0 | 0 | No
Mass Electric | NE North | Central | Crystal Lake | Gardner | 01-607W4 | Gardner | N | 0 | 0 | 0 | 0 | Other | 0 | No | 0 | 0 | Other | Other | 0 | 0 | 0 | 0 | 0 | 0 | 0 | 0 | 0 | 0 | No
Mass Electric | NE North | Central | East Westminster 609 | Westminster | 01-609W1 | Fitchburg, Hubbardston, Rutland, Westminster | N | 0 | 0 | 0 | 0 | Other | 0 | No | 0 | 0 | Other | Other | 0 | 0 | 0 | 0 | 0 | 0 | 0 | 0 | 0 | 0 | No
Mass Electric | NE North | Central | East Westminster 609 | Westminster | 01-609W2 | Princeton, Westminster | N | 0 | 0 | 0 | 0 | Other | 0 | No | 0 | 0 | Other | Other | 0 | 0 | 0 | 0 | 0 | 0 | 0 | 0 | 0 | 0 | No
Mass Electric | NE North | Central | Ashburnham 610 | Ashburnham | 01-610W3 | Ashburnham, Gardner, Westminster | N | 0 | 0 | 0 | 0 | Other | 0 | No | 0 | 0 | Other | Other | 0 | 0 | 0 | 0 | 0 | 0 | 0 | 0 | 0 | 0 | No
Mass Electric | NE North | Central | East Winchendon 612 | Winchendon | 01-612W1 | Winchendon | N | 0 | 0 | 0 | 0 | Other | 0 | No | 0 | 0 | Other | Other | 0 | 0 | 0 | 0 | 0 | 0 | 0 | 0 | 0 | 0 | No
Mass Electric | NE North | Central | East Winchendon 612 | Winchendon | 01-612W3 | Winchendon | N | 0 | 0 | 0 | 0 | Other | 0 | No | 0 | 0 | Other | Other | 0 | 0 | 0 | 0 | 0 | 0 | 0 | 0 | 0 | 0 | No
Mass Electric | NE North | Central | Webster Street 6 | Worcester | 01-6J304 | Worcester | N | 0 | 0 | 0 | 0 | Other | 0 | No | 0 | 0 | Other | Other | 0 | 0 | 0 | 0 | 0 | 0 | 0 | 0 | 0 | 0 | No
Mass Electric | NE North | Central | Webster Street 6 | Worcester | 01-6J305 | Worcester | N | 0 | 0 | 0 | 0 | Other | 0 | No | 0 | 0 | Other | Other | 0 | 0 | 0 | 0 | 0 | 0 | 0 | 0 | 0 | 0 | No
Mass Electric | NE North | Central | Webster Street 6 | Worcester | 01-6J312 | Worcester | N | 0 | 0 | 0 | 0 | Other | 0 | No | 0 | 0 | Other | Other | 0 | 0 | 0 | 0 | 0 | 0 | 0 | 0 | 0 | 0 | No
Mass Electric | NE North | Central | Webster Street 6 | Worcester | 01-6J316 | Auburn, Worcester | N | 0 | 0 | 0 | 0 | Other | 0 | No | 0 | 0 | Other | Other | 0 | 0 | 0 | 0 | 0 | 0 | 0 | 0 | 0 | 0 | No
Mass Electric | NE North | Central | Webster Street 6 | Worcester | 01-6J318 | Worcester | N | 0 | 0 | 0 | 0 | Other | 0 | No | 0 | 0 | Other | Other | 0 | 0 | 0 | 0 | 0 | 0 | 0 | 0 | 0 | 0 | No
Mass Electric | NE North | Central | Webster Street 6 | Worcester | 01-6J319 | Worcester | N | 0 | 0 | 0 | 0 | Other | 0 | No | 0 | 0 | Other | Other | 0 | 0 | 0 | 0 | 0 | 0 | 0 | 0 | 0 | 0 | No
Mass Electric | NE North | Central | Webster Street 6 | Worcester | 01-6J326 | Worcester | N | 0 | 0 | 0 | 0 | Other | 0 | No | 0 | 0 | Other | Other | 0 | 0 | 0 | 0 | 0 | 0 | 0 | 0 | 0 | 0 | No
Mass Electric | NE North | Central | Webster Street 6 | Worcester | 01-6J342 | Worcester | N | 0 | 0 | 0 | 0 | Other | 0 | No | 0 | 0 | Other | Other | 0 | 0 | 0 | 0 | 0 | 0 | 0 | 0 | 0 | 0 | No
Mass Electric | NE North | Central | Webster Street 6 | Worcester | 01-6J356 | Worcester | N | 0 | 0 | 0 | 0 | Other | 0 | No | 0 | 0 | Other | Other | 0 | 0 | 0 | 0 | 0 | 0 | 0 | 0 | 0 | 0 | No
Mass Electric | NE North | Central | Webster Street 6 | Worcester | 01-6W1 | Auburn, Worcester | N | 0 | 0 | 0 | 0 | Other | 0 | No | 0 | 0 | Other | Other | 0 | 0 | 0 | 0 | 0 | 0 | 0 | 0 | 0 | 0 | No
Mass Electric | NE North | Central | Webster Street 6 | Worcester | 01-6W2 | Worcester | N | 0 | 0 | 0 | 0 | Other | 0 | No | 0 | 0 | Other | Other | 0 | 0 | 0 | 0 | 0 | 0 | 0 | 0 | 0 | 0 | No
Mass Electric | NE North | Central | Stearns Street 7 | Worcester | 01-7J386 | Auburn, Leicester, Worcester | N | 0 | 0 | 0 | 0 | Other | 0 | No | 0 | 0 | Other | Other | 0 | 0 | 0 | 0 | 0 | 0 | 0 | 0 | 0 | 0 | No
Mass Electric | NE North | Central | Stearns Street 7 | Worcester | 01-7J387 | Worcester | N | 0 | 0 | 0 | 0 | Other | 0 | No | 0 | 0 | Other | Other | 0 | 0 | 0 | 0 | 0 | 0 | 0 | 0 | 0 | 0 | No
Mass Electric | NE North | Central | Vernon Hill 8 | Worcester | 01-8J364 | Worcester | N | 0 | 0 | 0 | 0 | Other | 0 | No | 0 | 0 | Other | Other | 0 | 0 | 0 | 0 | 0 | 0 | 0 | 0 | 0 | 0 | No
Mass Electric | NE North | Central | Vernon Hill 8 | Worcester | 01-8J365 | Worcester | N | 0 | 0 | 0 | 0 | Other | 0 | No | 0 | 0 | Other | Other | 0 | 0 | 0 | 0 | 0 | 0 | 0 | 0 | 0 | 0 | No
Mass Electric | NE North | Central | Vernon Hill 8 | Worcester | 01-8J389 | Worcester | N | 0 | 0 | 0 | 0 | Other | 0 | No | 0 | 0 | Other | Other | 0 | 0 | 0 | 0 | 0 | 0 | 0 | 0 | 0 | 0 | No
Mass Electric | NE North | Central | Vernon Hill 8 | Worcester | 01-8W1 | Auburn, Millbury, Worcester | N | 0 | 0 | 0 | 0 | Other | 0 | No | 0 | 0 | Other | Other | 0 | 0 | 0 | 0 | 0 | 0 | 0 | 0 | 0 | 0 | No
Mass Electric | NE North | Central | Vernon Hill 8 | Worcester | 01-8W2 | Millbury, Worcester | N | 0 | 0 | 0 | 0 | Other | 0 | No | 0 | 0 | Other | Other | 0 | 0 | 0 | 0 | 0 | 0 | 0 | 0 | 0 | 0 | No
Mass Electric | NE North | Central | Grafton Street 9 | Worcester | 01-9J301 | Worcester | N | 0 | 0 | 0 | 0 | Other | 0 | No | No | No | Other | Other | 0 | 0 | 0 | 0 | 0 | 0 | 0 | 0 | 0 | 0 | No
Mass Electric | NE North | Central | Grafton Street 9 | Worcester | 01-9J302 | Worcester | N | 0 | 0 | 0 | 0 | Other | 0 | No | 0 | 0 | Other | Other | 0 | 0 | 0 | 0 | 0 | 0 | 0 | 0 | 0 | 0 | No
Mass Electric | NE North | Central | Grafton Street 9 | Worcester | 01-9J303 | Worcester | N | 0 | 0 | 0 | 0 | Other | 0 | No | 0 | 0 | Other | Other | 0 | 0 | 0 | 0 | 0 | 0 | 0 | 0 | 0 | 0 | No
Mass Electric | NE North | Central | Grafton Street 9 | Worcester | 01-9J306 | Worcester | N | 0 | 0 | 0 | 0 | Other | 0 | No | 0 | 0 | Other | Other | 0 | 0 | 0 | 0 | 0 | 0 | 0 | 0 | 0 | 0 | No
Mass Electric | NE North | Central | Grafton Street 9 | Worcester | 01-9J307 | Worcester | N | 0 | 0 | 0 | 0 | Other | 0 | No | 0 | 0 | Other | Other | 0 | 0 | 0 | 0 | 0 | 0 | 0 | 0 | 0 | 0 | No
Mass Electric | NE North | Central | Grafton Street 9 | Worcester | 01-9J310 | Worcester | N | 0 | 0 | 0 | 0 | Other | 0 | No | 0 | 0 | Other | Other | 0 | 0 | 0 | 0 | 0 | 0 | 0 | 0 | 0 | 0 | No
Mass Electric | NE North | Central | Grafton Street 9 | Worcester | 01-9J315 | Worcester | N | 0 | 0 | 0 | 0 | Other | 0 | No | 0 | 0 | Other | Other | 0 | 0 | 0 | 0 | 0 | 0 | 0 | 0 | 0 | 0 | No
Mass Electric | NE North | Central | Grafton Street 9 | Worcester | 01-9J321 | Worcester | N | 0 | 0 | 0 | 0 | Other | 0 | No | 0 | 0 | Other | Other | 0 | 0 | 0 | 0 | 0 | 0 | 0 | 0 | 0 | 0 | No
Mass Electric | NE North | Central | Grafton Street 9 | Worcester | 01-9J327 | Worcester | N | 0 | 0 | 0 | 0 | Other | 0 | No | 0 | 0 | Other | Other | 0 | 0 | 0 | 0 | 0 | 0 | 0 | 0 | 0 | 0 | No
Mass Electric | NE North | Central | Grafton Street 9 | Worcester | 01-9J329 | Worcester | N | 0 | 0 | 0 | 0 | Other | 0 | No | 0 | 0 | Other | Other | 0 | 0 | 0 | 0 | 0 | 0 | 0 | 0 | 0 | 0 | No
Mass Electric | NE North | Central | Grafton Street 9 | Worcester | 01-9J337 | Worcester | N | 0 | 0 | 0 | 0 | Other | 0 | No | 0 | 0 | Other | Other | 0 | 0 | 0 | 0 | 0 | 0 | 0 | 0 | 0 | 0 | No
Mass Electric | NE North | Central | Grafton Street 9 | Worcester | 01-9J352 | Worcester | N | 0 | 0 | 0 | 0 | Other | 0 | No | 0 | 0 | Other | Other | 0 | 0 | 0 | 0 | 0 | 0 | 0 | 0 | 0 | 0 | No
Mass Electric | NE North | Central | Grafton Street 9 | Worcester | 01-9J360 | Worcester | N | 0 | 0 | 0 | 0 | Other | 0 | No | 0 | 0 | Other | Other | 0 | 0 | 0 | 0 | 0 | 0 | 0 | 0 | 0 | 0 | No
Mass Electric | NE North | Central | Grafton Street 9 | Worcester | 01-9J382 | Worcester | N | 0 | 0 | 0 | 0 | Other | 0 | No | 0 | 0 | Other | Other | 0 | 0 | 0 | 0 | 0 | 0 | 0 | 0 | 0 | 0 | No
Mass Electric | NE North | Central | Webster Street 6 | Worcester | 01-HT11-11A | Worcester | N | 0 | 0 | 0 | 0 | Other | 0 | No | No | No | Other | Other | 0 | 0 | 0 | 0 | 0 | 0 | 0 | 0 | 0 | 0 | No
Mass Electric | NE North | Central | Grafton Street 9 | Worcester | 01-HT13 | Worcester | N | 0 | 0 | 0 | 0 | Other | 0 | No | No | No | Other | Other | 0 | 0 | 0 | 0 | 0 | 0 | 0 | 0 | 0 | 0 | No
Mass Electric | NE North | Central | Webster Street 6 | Worcester | 01-HT14 | Worcester | N | 0 | 0 | 0 | 0 | Other | 0 | No | 0 | 0 | Other | Other | 0 | 0 | 0 | 0 | 0 | 0 | 0 | 0 | 0 | 0 | No
Mass Electric | NE North | Central | Webster Street 6 | Worcester | 01-HT15 | Worcester | N | 0 | 0 | 0 | 0 | Other | 0 | No | 0 | 0 | Other | Other | 0 | 0 | 0 | 0 | 0 | 0 | 0 | 0 | 0 | 0 | No
Mass Electric | NE North | Central | Cambridge Street 4 | Worcester | 01-HT17 | Worcester | N | 0 | 0 | 0 | 0 | Other | 0 | No | 0 | 0 | Other | Other | 0 | 0 | 0 | 0 | 0 | 0 | 0 | 0 | 0 | 0 | No
Mass Electric | NE North | Central | Faraday Street 11 | Worcester | 01-HT19 | Worcester | N | 0 | 0 | 0 | 0 | Other | 0 | No | No | No | Other | Other | 0 | 0 | 0 | 0 | 0 | 0 | 0 | 0 | 0 | 0 | No
Mass Electric | NE North | Central | Vernon Hill 8 | Worcester | 01-HT2 | Worcester | N | 0 | 0 | 0 | 0 | Other | 0 | No | 0 | 0 | Other | Other | 0 | 0 | 0 | 0 | 0 | 0 | 0 | 0 | 0 | 0 | No
Mass Electric | NE North | Central | Webster Street 6 | Worcester | 01-HT20 | Worcester | N | 0 | 0 | 0 | 0 | Other | 0 | No | No | No | Other | Other | 0 | 0 | 0 | 0 | 0 | 0 | 0 | 0 | 0 | 0 | No
Mass Electric | NE North | Central | Webster Street 6 | Worcester | 01-HT22 | Auburn, Worcester | N | 0 | 0 | 0 | 0 | Other | 0 | No | 0 | 0 | Other | Other | 0 | 0 | 0 | 0 | 0 | 0 | 0 | 0 | 0 | 0 | No
Mass Electric | NE North | Central | Bloomingdale 27 | Worcester | 01-HT25 | Worcester | N | 0 | 0 | 0 | 0 | Other | 0 | No | No | No | Other | Other | 0 | 0 | 0 | 0 | 0 | 0 | 0 | 0 | 0 | 0 | No
Mass Electric | NE North | Central | Grafton Street 9 | Worcester | 01-HT26 | Worcester | N | 0 | 0 | 0 | 0 | Other | 0 | No | No | No | Other | Other | 0 | 0 | 0 | 0 | 0 | 0 | 0 | 0 | 0 | 0 | No
Mass Electric | NE North | Central | Vernon Hill 8 | Worcester | 01-HT27 | Worcester | N | 0 | 0 | 0 | 0 | Other | 0 | No | 0 | 0 | Other | Other | 0 | 0 | 0 | 0 | 0 | 0 | 0 | 0 | 0 | 0 | No
Mass Electric | NE North | Central | Vernon Hill 8 | Worcester | 01-HT28 | Worcester | N | 0 | 0 | 0 | 0 | Other | 0 | No | 0 | 0 | Other | Other | 0 | 0 | 0 | 0 | 0 | 0 | 0 | 0 | 0 | 0 | No
Mass Electric | NE North | Central | Grafton Street 9 | Worcester | 01-HT3 | Worcester | N | 0 | 0 | 0 | 0 | Other | 0 | No | No | No | Other | Other | 0 | 0 | 0 | 0 | 0 | 0 | 0 | 0 | 0 | 0 | No
Mass Electric | NE North | Central | Greendale 24 | Worcester | 01-HT31 | Worcester | N | 0 | 0 | 0 | 0 | Other | 0 | No | 0 | 0 | Other | Other | 0 | 0 | 0 | 0 | 0 | 0 | 0 | 0 | 0 | 0 | No
Mass Electric | NE North | Central | Greendale 24 | Worcester | 01-HT32 | Worcester | N | 0 | 0 | 0 | 0 | Other | 0 | No | 0 | 0 | Other | Other | 0 | 0 | 0 | 0 | 0 | 0 | 0 | 0 | 0 | 0 | No
Mass Electric | NE North | Central | Greendale 24 | Worcester | 01-HT36 | Worcester | N | 0 | 0 | 0 | 0 | Other | 0 | No | No | No | Other | Other | 0 | 0 | 0 | 0 | 0 | 0 | 0 | 0 | 0 | 0 | No
Mass Electric | NE North | Central | Greendale 24 | Worcester | 01-HT37 | Worcester | N | 0 | 0 | 0 | 0 | Other | 0 | No | No | No | Other | Other | 0 | 0 | 0 | 0 | 0 | 0 | 0 | 0 | 0 | 0 | No
Mass Electric | NE North | Central | Greendale 24 | Worcester | 01-HT38 | Worcester | N | 0 | 0 | 0 | 0 | Other | 0 | No | 0 | 0 | Other | Other | 0 | 0 | 0 | 0 | 0 | 0 | 0 | 0 | 0 | 0 | No
Mass Electric | NE North | Central | Faraday Street 11 | Worcester | 01-HT39 | Worcester | N | 0 | 0 | 0 | 0 | Other | 0 | No | No | No | Other | Other | 0 | 0 | 0 | 0 | 0 | 0 | 0 | 0 | 0 | 0 | No
Mass Electric | NE North | Central | Webster Street 6 | Worcester | 01-HT40 | Worcester | N | 0 | 0 | 0 | 0 | Other | 0 | No | 0 | 0 | Other | Other | 0 | 0 | 0 | 0 | 0 | 0 | 0 | 0 | 0 | 0 | No
Mass Electric | NE North | Central | Webster Street 6 | Worcester | 01-HT41 | Worcester | N | 0 | 0 | 0 | 0 | Other | 0 | No | No | No | Other | Other | 0 | 0 | 0 | 0 | 0 | 0 | 0 | 0 | 0 | 0 | No
Mass Electric | NE North | Central | Webster Street 6 | Worcester | 01-HT42 | Leicester, Worcester | N | 0 | 0 | 0 | 0 | Other | 0 | No | 0 | 0 | Other | Other | 0 | 0 | 0 | 0 | 0 | 0 | 0 | 0 | 0 | 0 | No
Mass Electric | NE North | Central | Nashua Street 25 | Worcester | 01-HT45 | Worcester | N | 0 | 0 | 0 | 0 | Other | 0 | No | 0 | 0 | Other | Other | 0 | 0 | 0 | 0 | 0 | 0 | 0 | 0 | 0 | 0 | No
Mass Electric | NE North | Central | Webster Street 6 | Worcester | 01-HT47 | Worcester | N | 0 | 0 | 0 | 0 | Other | 0 | No | No | No | Other | Other | 0 | 0 | 0 | 0 | 0 | 0 | 0 | 0 | 0 | 0 | No
Mass Electric | NE North | Central | Nashua Street 25 | Worcester | 01-HT48 | Worcester | N | 0 | 0 | 0 | 0 | Other | 0 | No | 0 | 0 | Other | Other | 0 | 0 | 0 | 0 | 0 | 0 | 0 | 0 | 0 | 0 | No
Mass Electric | NE North | Central | Nashua Street 25 | Worcester | 01-HT52 | Worcester | N | 0 | 0 | 0 | 0 | Other | 0 | No | 0 | 0 | Other | Other | 0 | 0 | 0 | 0 | 0 | 0 | 0 | 0 | 0 | 0 | No
Mass Electric | NE North | Central | Bloomingdale 27 | Worcester | 01-HT55 | Worcester | N | 0 | 0 | 0 | 0 | Other | 0 | No | No | No | Other | Other | 0 | 0 | 0 | 0 | 0 | 0 | 0 | 0 | 0 | 0 | No
Mass Electric | NE North | Central | Grafton Street 9 | Worcester | 01-HT56B | Worcester | N | 0 | 0 | 0 | 0 | Other | 0 | No | No | No | Other | Other | 0 | 0 | 0 | 0 | 0 | 0 | 0 | 0 | 0 | 0 | No
Mass Electric | NE North | Central | Bloomingdale 27 | Worcester | 01-HT59 | Worcester | N | 0 | 0 | 0 | 0 | Other | 0 | No | 0 | 0 | Other | Other | 0 | 0 | 0 | 0 | 0 | 0 | 0 | 0 | 0 | 0 | No
Mass Electric | NE North | Central | Faraday Street 11 | Worcester | 01-HT60 | Worcester | N | 0 | 0 | 0 | 0 | Other | 0 | No | No | No | Other | Other | 0 | 0 | 0 | 0 | 0 | 0 | 0 | 0 | 0 | 0 | No
Mass Electric | NE North | Central | Nashua Street 25 | Worcester | 01-HT61 | Worcester | N | 0 | 0 | 0 | 0 | Other | 0 | No | 0 | 0 | Other | Other | 0 | 0 | 0 | 0 | 0 | 0 | 0 | 0 | 0 | 0 | No
Mass Electric | NE South | Southeast | Hathaway 106 | Fall River | 05-106W42 | Fall River | N | 0 | 0 | 0 | 0 | Other | 0 | No | 0 | 0 | Other | Other | 0 | 0 | 0 | 0 | 0 | 0 | 0 | 0 | 0 | 0 | No
Mass Electric | NE South | Southeast | Hathaway 106 | Fall River | 05-106W43 | Fall River | N | 0 | 0 | 0 | 0 | Other | 0 | No | 0 | 0 | Other | Other | 0 | 0 | 0 | 0 | 0 | 0 | 0 | 0 | 0 | 0 | No
Mass Electric | NE South | Southeast | Hathaway 106 | Fall River | 05-106W44 | Fall River | N | 0 | 0 | 0 | 0 | Other | 0 | No | 0 | 0 | Other | Other | 0 | 0 | 0 | 0 | 0 | 0 | 0 | 0 | 0 | 0 | No
Mass Electric | NE South | Southeast | Hathaway 106 | Fall River | 05-106W45 | Fall River | N | 0 | 0 | 0 | 0 | Other | 0 | No | 0 | 0 | Other | Other | 0 | 0 | 0 | 0 | 0 | 0 | 0 | 0 | 0 | 0 | No
Mass Electric | NE South | Southeast | Hathaway 106 | Fall River | 05-106W46 | Fall River | N | 0 | 0 | 0 | 0 | Other | 0 | No | 0 | 0 | Other | Other | 0 | 0 | 0 | 0 | 0 | 0 | 0 | 0 | 0 | 0 | No
Mass Electric | NE South | Southeast | Hathaway 106 | Fall River | 05-106W81 | Fall River | N | 0 | 0 | 0 | 0 | Other | 0 | No | 0 | 0 | Other | Other | 0 | 0 | 0 | 0 | 0 | 0 | 0 | 0 | 0 | 0 | No
Mass Electric | NE South | Southeast | Hathaway 106 | Fall River | 05-106W82 | Fall River | N | 0 | 0 | 0 | 0 | Other | 0 | No | 0 | 0 | Other | Other | 0 | 0 | 0 | 0 | 0 | 0 | 0 | 0 | 0 | 0 | No
Mass Electric | NE South | Southeast | Riverside 8 | Woonsocket, RI | 05-108W51 | Bellingham, Blackstone | N | 0 | 0 | 0 | 0 | Other | 0 | No | 0 | 0 | Other | Other | 0 | 0 | 0 | 0 | 0 | 0 | 0 | 0 | 0 | 0 | No
Mass Electric | NE South | Southeast | Riverside 8 | Woonsocket, RI | 05-108W60 | Bellingham, Blackstone, Franklin, Wrentham | N | 0 | 0 | 0 | 0 | Other | 0 | No | 0 | 0 | Other | Other | 0 | 0 | 0 | 0 | 0 | 0 | 0 | 0 | 0 | 0 | No
Mass Electric | NE South | Southeast | Bates 115 | Fall River | 05-115W42 | Fall River | N | 0 | 0 | 0 | 0 | Other | 0 | No | 0 | 0 | Other | Other | 0 | 0 | 0 | 0 | 0 | 0 | 0 | 0 | 0 | 0 | No
Mass Electric | NE South | Southeast | Bates 115 | Fall River | 05-115W43 | Fall River | N | 0 | 0 | 0 | 0 | Other | 0 | No | 0 | 0 | Other | Other | 0 | 0 | 0 | 0 | 0 | 0 | 0 | 0 | 0 | 0 | No
Mass Electric | NE South | Southeast | Bates 115 | Fall River | 05-115W44 | Fall River | N | 0 | 0 | 0 | 0 | Other | 0 | No | 0 | 0 | Other | Other | 0 | 0 | 0 | 0 | 0 | 0 | 0 | 0 | 0 | 0 | No
Mass Electric | NE South | Southeast | Bates 115 | Fall River | 05-115W45 | Fall River | N | 0 | 0 | 0 | 0 | Other | 0 | No | 0 | 0 | Other | Other | 0 | 0 | 0 | 0 | 0 | 0 | 0 | 0 | 0 | 0 | No
Mass Electric | NE South | Southeast | Bates 115 | Fall River | 05-115W52 | Fall River, Westport | N | 0 | 0 | 0 | 0 | Other | 0 | No | 0 | 0 | Other | Other | 0 | 0 | 0 | 0 | 0 | 0 | 0 | 0 | 0 | 0 | No
Mass Electric | NE South | Southeast | Bates 115 | Fall River | 05-115W53 | Fall River, | N | 0 | 0 | 0 | 0 | Other | 0 | No | 0 | 0 | Other | Other | 0 | 0 | 0 | 0 | 0 | 0 | 0 | 0 | 0 | 0 | No
Mass Electric | NE South | Southeast | Bates 115 | Fall River | 05-115W54 | Fall River | N | 0 | 0 | 0 | 0 | Other | 0 | No | 0 | 0 | Other | Other | 0 | 0 | 0 | 0 | 0 | 0 | 0 | 0 | 0 | 0 | No
Mass Electric | NE South | Southeast | Bates 115 | Fall River | 05-115W55 | Fall River | N | 0 | 0 | 0 | 0 | Other | 0 | No | 0 | 0 | Other | Other | 0 | 0 | 0 | 0 | 0 | 0 | 0 | 0 | 0 | 0 | No
Mass Electric | NE South | Southeast | Swansea 11 | Swansea | 05-11W81 | Swansea | N | 0 | 0 | 0 | 0 | Other | 0 | No | 0 | 0 | Other | Other | 0 | 0 | 0 | 0 | 0 | 0 | 0 | 0 | 0 | 0 | No
Mass Electric | NE South | Southeast | Swansea 11 | Swansea | 05-11W82 | Somerset, Swansea | N | 0 | 0 | 0 | 0 | Other | 0 | No | 0 | 0 | Other | Other | 0 | 0 | 0 | 0 | 0 | 0 | 0 | 0 | 0 | 0 | No
Mass Electric | NE South | Southeast | Swansea 11 | Swansea | 05-11W83 | Swansea | N | 0 | 0 | 0 | 0 | Other | 0 | No | 0 | 0 | Other | Other | 0 | 0 | 0 | 0 | 0 | 0 | 0 | 0 | 0 | 0 | No
Mass Electric | NE South | Southeast | Swansea 11 | Swansea | 05-11W84 | Somerset, Swansea | N | 0 | 0 | 0 | 0 | Other | 0 | No | 0 | 0 | Other | Other | 0 | 0 | 0 | 0 | 0 | 0 | 0 | 0 | 0 | 0 | No
Mass Electric | NE South | Southeast | Swansea 11 | Swansea | 05-11W85 | Swansea | N | 0 | 0 | 0 | 0 | Other | 0 | No | No | No | Other | Other | 0 | 0 | 0 | 0 | 0 | 0 | 0 | 0 | 0 | 0 | No
Mass Electric | NE South | Southeast | Riverside 17 | Somerset | 05-17J1 | Somerset | N | 0 | 0 | 0 | 0 | Other | 0 | No | 0 | 0 | Other | Other | 0 | 0 | 0 | 0 | 0 | 0 | 0 | 0 | 0 | 0 | No
Mass Electric | NE South | Southeast | Riverside 17 | Somerset | 05-17J3 | Somerset | N | 0 | 0 | 0 | 0 | Other | 0 | No | 0 | 0 | Other | Other | 0 | 0 | 0 | 0 | 0 | 0 | 0 | 0 | 0 | 0 | No
Mass Electric | NE South | Southeast | Palmer 18 | Somerset | 05-18J5 | Somerset, Swansea | N | 0 | 0 | 0 | 0 | Other | 0 | No | 0 | 0 | Other | Other | 0 | 0 | 0 | 0 | 0 | 0 | 0 | 0 | 0 | 0 | No
Mass Electric | NE South | Southeast | Palmer 18 | Somerset | 05-18J7 | Somerset | N | 0 | 0 | 0 | 0 | Other | 0 | No | 0 | 0 | Other | Other | 0 | 0 | 0 | 0 | 0 | 0 | 0 | 0 | 0 | 0 | No
Mass Electric | NE South | Southeast | Dighton 19 | Dighton | 05-19W72 | Dighton, Somerset, Swansea | N | 0 | 0 | 0 | 0 | Other | 0 | No | 0 | 0 | Other | Other | 0 | 0 | 0 | 0 | 0 | 0 | 0 | 0 | 0 | 0 | No
Mass Electric | NE South | Southeast | Dighton 19 | Dighton | 05-19W73 | Dighton, Rehoboth, Swansea | N | 0 | 0 | 0 | 0 | Other | 0 | No | 0 | 0 | Other | Other | 0 | 0 | 0 | 0 | 0 | 0 | 0 | 0 | 0 | 0 | No
Mass Electric | NE South | Southeast | Dighton 19 | Dighton | 05-19W74 | Dighton, Somerset | N | 0 | 0 | 0 | 0 | Other | 0 | No | 0 | 0 | Other | Other | 0 | 0 | 0 | 0 | 0 | 0 | 0 | 0 | 0 | 0 | No
Mass Electric | NE South | Southeast | West Street 1 | Attleboro | 05-1J1 | Attleboro | N | 0 | 0 | 0 | 0 | Other | 0 | No | 0 | 0 | Other | Other | 0 | 0 | 0 | 0 | 0 | 0 | 0 | 0 | 0 | 0 | No
Mass Electric | NE South | Southeast | West Street 1 | Attleboro | 05-1J2 | Attleboro | N | 0 | 0 | 0 | 0 | Other | 0 | No | 0 | 0 | Other | Other | 0 | 0 | 0 | 0 | 0 | 0 | 0 | 0 | 0 | 0 | No
Mass Electric | NE South | Southeast | West Street 1 | Attleboro | 05-1J3 | Attleboro | N | 0 | 0 | 0 | 0 | Other | 0 | No | 0 | 0 | Other | Other | 0 | 0 | 0 | 0 | 0 | 0 | 0 | 0 | 0 | 0 | No
Mass Electric | NE South | Southeast | West Street 1 | Attleboro | 05-1J4 | Attleboro | N | 0 | 0 | 0 | 0 | Other | 0 | No | 0 | 0 | Other | Other | 0 | 0 | 0 | 0 | 0 | 0 | 0 | 0 | 0 | 0 | No
Mass Electric | NE South | Southeast | West Street 1 | Attleboro | 05-2248 | Attleboro, Rehoboth, Seekonk | N | 0 | 0 | 0 | 0 | Other | 0 | No | 0 | 0 | Other | Other | 0 | 0 | 0 | 0 | 0 | 0 | 0 | 0 | 0 | 0 | No
Mass Electric | NE South | Southeast | Mink Street 7 | Seekonk | 05-2267 | Seekonk | N | 0 | 0 | 0 | 0 | Other | 0 | No | 0 | 0 | Other | Other | 0 | 0 | 0 | 0 | 0 | 0 | 0 | 0 | 0 | 0 | No
Mass Electric | NE South | Southeast | Plainville 3451 | Plainville | 05-2274 | Attleboro, North Attleborough, Plainville | N | 0 | 0 | 0 | 0 | Other | 0 | No | 0 | 0 | Other | Other | 0 | 0 | 0 | 0 | 0 | 0 | 0 | 0 | 0 | 0 | No
Mass Electric | NE South | Southeast | Chartley Pond 8 | Attleboro | 05-2276 | Attleboro, Norton | N | 0 | 0 | 0 | 0 | Other | 0 | No | 0 | 0 | Other | Other | 0 | 0 | 0 | 0 | 0 | 0 | 0 | 0 | 0 | 0 | No
Mass Electric | NE South | Southeast | Franklin 341 | Franklin | 05-2284 | Franklin, Plainville, Wrentham | N | 0 | 0 | 0 | 0 | Other | 0 | No | 0 | 0 | Other | Other | 0 | 0 | 0 | 0 | 0 | 0 | 0 | 0 | 0 | 0 | No
Mass Electric | NE South | Southeast | Crocker Pond 3424 | Wrentham | 05-2287 | Foxborough, Wrentham | N | 0 | 0 | 0 | 0 | Other | 0 | No | 0 | 0 | Other | Other | 0 | 0 | 0 | 0 | 0 | 0 | 0 | 0 | 0 | 0 | No
Mass Electric | NE South | Southeast | Plainville 3451 | Plainville | 05-2289 | Foxborough, Mansfield, Plainville | N | 0 | 0 | 0 | 0 | Other | 0 | No | 0 | 0 | Other | Other | 0 | 0 | 0 | 0 | 0 | 0 | 0 | 0 | 0 | 0 | No
Mass Electric | NE South | Southeast | West Street 1 | Southborough | 05-24 | Attleboro, Seekonk | N | 0 | 0 | 0 | 0 | Other | 0 | No | 0 | 0 | Other | Other | 0 | 0 | 0 | 0 | 0 | 0 | 0 | 0 | 0 | 0 | No
Mass Electric | NE South | Southeast | Sykes 28 | Fall River | 05-28W40 | Fall River | N | 0 | 0 | 0 | 0 | Other | 0 | No | 0 | 0 | Other | Other | 0 | 0 | 0 | 0 | 0 | 0 | 0 | 0 | 0 | 0 | No
Mass Electric | NE South | Southeast | Sykes 28 | Fall River | 05-28W41 | Fall River | N | 0 | 0 | 0 | 0 | Other | 0 | No | 0 | 0 | Other | Other | 0 | 0 | 0 | 0 | 0 | 0 | 0 | 0 | 0 | 0 | No
Mass Electric | NE South | Southeast | Sykes 28 | Fall River | 05-28W50 | Fall River, Freetown | N | 0 | 0 | 0 | 0 | Other | 0 | No | 0 | 0 | Other | Other | 0 | 0 | 0 | 0 | 0 | 0 | 0 | 0 | 0 | 0 | No
Mass Electric | NE South | Southeast | Sykes 28 | Fall River | 05-28W51 | Fall River | N | 0 | 0 | 0 | 0 | Other | 0 | No | 0 | 0 | Other | Other | 0 | 0 | 0 | 0 | 0 | 0 | 0 | 0 | 0 | 0 | No
Mass Electric | NE South | Southeast | Forest Street 2 | Attleboro | 05-2J1 | Attleboro | N | 0 | 0 | 0 | 0 | Other | 0 | No | 0 | 0 | Other | Other | 0 | 0 | 0 | 0 | 0 | 0 | 0 | 0 | 0 | 0 | No
Mass Electric | NE South | Southeast | Forest Street 2 | Attleboro | 05-2J2 | Attleboro | N | 0 | 0 | 0 | 0 | Other | 0 | No | 0 | 0 | Other | Other | 0 | 0 | 0 | 0 | 0 | 0 | 0 | 0 | 0 | 0 | No
Mass Electric | NE South | Southeast | Forest Street 2 | Attleboro | 05-2J3 | Attleboro | N | 0 | 0 | 0 | 0 | Other | 0 | No | 0 | 0 | Other | Other | 0 | 0 | 0 | 0 | 0 | 0 | 0 | 0 | 0 | 0 | No
Mass Electric | NE South | Southeast | South Marlborough 310 | Marlborough | 05-310W3 | Marlborough, Southborough | N | 0 | 0 | 0 | 0 | Other | 0 | No | 0 | 0 | Other | Other | 0 | 0 | 0 | 0 | 0 | 0 | 0 | 0 | 0 | 0 | No
Mass Electric | NE South | Southeast | South Marlborough 310 | Marlborough | 05-310W4 | Marlborough | N | 0 | 0 | 0 | 0 | Other | 0 | No | 0 | 0 | Other | Other | 0 | 0 | 0 | 0 | 0 | 0 | 0 | 0 | 0 | 0 | No
Mass Electric | NE South | Southeast | South Marlborough 310 | Marlborough | 05-310W5 | Marlborough, Southborough | N | 0 | 0 | 0 | 0 | Other | 0 | No | 0 | 0 | Other | Other | 0 | 0 | 0 | 0 | 0 | 0 | 0 | 0 | 0 | 0 | No
Mass Electric | NE South | Southeast | South Marlborough 310 | Marlborough | 05-310W6 | Marlborough, Southborough | N | 0 | 0 | 0 | 0 | Other | 0 | No | 0 | 0 | Other | Other | 0 | 0 | 0 | 0 | 0 | 0 | 0 | 0 | 0 | 0 | No
Mass Electric | NE South | Southeast | Marlborough 311 | Marlborough | 05-311W1 | Marlborough | N | 0 | 0 | 0 | 0 | Other | 0 | No | 0 | 0 | Other | Other | 0 | 0 | 0 | 0 | 0 | 0 | 0 | 0 | 0 | 0 | No
Mass Electric | NE South | Southeast | Marlborough 311 | Marlborough | 05-311W2 | Marlborough | N | 0 | 0 | 0 | 0 | Other | 0 | No | 0 | 0 | Other | Other | 0 | 0 | 0 | 0 | 0 | 0 | 0 | 0 | 0 | 0 | No
Mass Electric | NE South | Southeast | Marlborough 311 | Marlborough | 05-311W3 | Hudson, Marlborough | N | 0 | 0 | 0 | 0 | Other | 0 | No | 0 | 0 | Other | Other | 0 | 0 | 0 | 0 | 0 | 0 | 0 | 0 | 0 | 0 | No
Mass Electric | NE South | Southeast | Marlborough 311 | Marlborough | 05-311W4 | Marlborough | N | 0 | 0 | 0 | 0 | Other | 0 | No | 0 | 0 | Other | Other | 0 | 0 | 0 | 0 | 0 | 0 | 0 | 0 | 0 | 0 | No
Mass Electric | NE South | Southeast | Marlborough 311 | Marlborough | 05-311W5 | Marlborough | N | 0 | 0 | 0 | 0 | Other | 0 | No | 0 | 0 | Other | Other | 0 | 0 | 0 | 0 | 0 | 0 | 0 | 0 | 0 | 0 | No
Mass Electric | NE South | Southeast | Marlborough 311 | Marlborough | 05-311W6 | Marlborough | N | 0 | 0 | 0 | 0 | Other | 0 | No | 0 | 0 | Other | Other | 0 | 0 | 0 | 0 | 0 | 0 | 0 | 0 | 0 | 0 | No
Mass Electric | NE South | Southeast | Westborough 312 | Westborough | 05-312W1 | Shrewsbury, Westborough | N | 0 | 0 | 0 | 0 | Other | 0 | No | 0 | 0 | Other | Other | 0 | 0 | 0 | 0 | 0 | 0 | 0 | 0 | 0 | 0 | No
Mass Electric | NE South | Southeast | Westborough 312 | Westborough | 05-312W2 | Northborough, Westborough | N | 0 | 0 | 0 | 0 | Other | 0 | No | 0 | 0 | Other | Other | 0 | 0 | 0 | 0 | 0 | 0 | 0 | 0 | 0 | 0 | No
Mass Electric | NE South | Southeast | Westborough 312 | Westborough | 05-312W3 | Northborough, Westborough | N | 0 | 0 | 0 | 0 | Other | 0 | No | 0 | 0 | Other | Other | 0 | 0 | 0 | 0 | 0 | 0 | 0 | 0 | 0 | 0 | No
Mass Electric | NE South | Southeast | Westborough 312 | Westborough | 05-312W4 | Grafton, Hopkinton, Upton, Westborough | N | 0 | 0 | 0 | 0 | Other | 0 | No | 0 | 0 | Other | Other | 0 | 0 | 0 | 0 | 0 | 0 | 0 | 0 | 0 | 0 | No
Mass Electric | NE South | Southeast | Westborough 312 | Westborough | 05-312W5 | Westborough | N | 0 | 0 | 0 | 0 | Other | 0 | No | 0 | 0 | Other | Other | 0 | 0 | 0 | 0 | 0 | 0 | 0 | 0 | 0 | 0 | No
Mass Electric | NE South | Southeast | Woodside 313 | Northborough | 05-313W1 | Boylston, Northborough | N | 0 | 0 | 0 | 0 | Other | 0 | No | 0 | 0 | Other | Other | 0 | 0 | 0 | 0 | 0 | 0 | 0 | 0 | 0 | 0 | No
Mass Electric | NE South | Southeast | Woodside 313 | Northborough | 05-313W2 | Marlborough, Northborough, Westborough | N | 0 | 0 | 0 | 0 | Other | 0 | No | 0 | 0 | Other | Other | 0 | 0 | 0 | 0 | 0 | 0 | 0 | 0 | 0 | 0 | No
Mass Electric | NE South | Southeast | Woodside 313 | Northborough | 05-313W3 | Northborough | N | 0 | 0 | 0 | 0 | Other | 0 | No | 0 | 0 | Other | Other | 0 | 0 | 0 | 0 | 0 | 0 | 0 | 0 | 0 | 0 | No
Mass Electric | NE South | Southeast | Woodside 313 | Northborough | 05-313W4 | Marlborough, Northborough | N | 0 | 0 | 0 | 0 | Other | 0 | No | 0 | 0 | Other | Other | 0 | 0 | 0 | 0 | 0 | 0 | 0 | 0 | 0 | 0 | No
Mass Electric | NE South | Southeast | East Main St 314 | Westborough | 05-314W1 | Westborough | N | 0 | 0 | 0 | 0 | Other | 0 | No | 0 | 0 | Other | Other | 0 | 0 | 0 | 0 | 0 | 0 | 0 | 0 | 0 | 0 | No
Mass Electric | NE South | Southeast | East Main St 314 | Westborough | 05-314W2 | Southborough, Westborough | N | 0 | 0 | 0 | 0 | Other | 0 | No | 0 | 0 | Other | Other | 0 | 0 | 0 | 0 | 0 | 0 | 0 | 0 | 0 | 0 | No
Mass Electric | NE South | Southeast | East Main St 314 | Westborough | 05-314W3 | Southborough, Westborough | N | 0 | 0 | 0 | 0 | Other | 0 | No | 0 | 0 | Other | Other | 0 | 0 | 0 | 0 | 0 | 0 | 0 | 0 | 0 | 0 | No
Mass Electric | NE South | Southeast | East Main St 314 | Westborough | 05-314W4 | Northborough, Westborough | N | 0 | 0 | 0 | 0 | Other | 0 | No | 0 | 0 | Other | Other | 0 | 0 | 0 | 0 | 0 | 0 | 0 | 0 | 0 | 0 | No
Mass Electric | NE South | Southeast | East Main St 314 | Westborough | 05-314W5 | Westborough | N | 0 | 0 | 0 | 0 | Other | 0 | No | 0 | 0 | Other | Other | 0 | 0 | 0 | 0 | 0 | 0 | 0 | 0 | 0 | 0 | No
Mass Electric | NE South | Southeast | Northboro Road 317 | Southborough | 05-317W1 | Marlborough, Southborough, Westborough | N | 0 | 0 | 0 | 0 | Other | 0 | No | 0 | 0 | Other | Other | 0 | 0 | 0 | 0 | 0 | 0 | 0 | 0 | 0 | 0 | No
Mass Electric | NE South | Southeast | Northboro Road 317 | Southborough | 05-317W2 | Marlborough, Northborough, Southborough | N | 0 | 0 | 0 | 0 | Other | 0 | No | 0 | 0 | Other | Other | 0 | 0 | 0 | 0 | 0 | 0 | 0 | 0 | 0 | 0 | No
Mass Electric | NE South | Southeast | Northboro Road 317 | Southborough | 05-317W3 | Southborough | N | 0 | 0 | 0 | 0 | Other | 0 | No | 0 | 0 | Other | Other | 0 | 0 | 0 | 0 | 0 | 0 | 0 | 0 | 0 | 0 | No
Mass Electric | NE South | Southeast | Northboro Road 317 | Southborough | 05-317W4 | Southborough, Westborough | N | 0 | 0 | 0 | 0 | Other | 0 | No | 0 | 0 | Other | Other | 0 | 0 | 0 | 0 | 0 | 0 | 0 | 0 | 0 | 0 | No
Mass Electric | NE South | Southeast | Northboro Road 317 | Southborough | 05-317W5 | Marlborough, Southborough, Westborough | N | 0 | 0 | 0 | 0 | Other | 0 | No | 0 | 0 | Other | Other | 0 | 0 | 0 | 0 | 0 | 0 | 0 | 0 | 0 | 0 | No
Mass Electric | NE South | Southeast | Northboro Road 317 | Southborough | 05-317W6 | Marlborough, Southborough | N | 0 | 0 | 0 | 0 | Other | 0 | No | 0 | 0 | Other | Other | 0 | 0 | 0 | 0 | 0 | 0 | 0 | 0 | 0 | 0 | No
Mass Electric | NE South | Southeast | Northboro Road 317 | Southborough | 05-317W7 | Marlborough, Southborough | N | 0 | 0 | 0 | 0 | Other | 0 | No | 0 | 0 | Other | Other | 0 | 0 | 0 | 0 | 0 | 0 | 0 | 0 | 0 | 0 | No
Mass Electric | NE South | Southeast | Northboro Road 317 | Southborough | 05-317W8 | Marlborough, Southborough | N | 0 | 0 | 0 | 0 | Other | 0 | No | 0 | 0 | Other | Other | 0 | 0 | 0 | 0 | 0 | 0 | 0 | 0 | 0 | 0 | No
Mass Electric | NE South | Southeast | North Marlborough 318 | Marlborough | 05-318W1 | Marlborough, Northborough | N | 0 | 0 | 0 | 0 | Other | 0 | No | 0 | 0 | Other | Other | 0 | 0 | 0 | 0 | 0 | 0 | 0 | 0 | 0 | 0 | No
Mass Electric | NE South | Southeast | North Marlborough 318 | Marlborough | 05-318W3 | Hudson, Marlborough, Northborough | N | 0 | 0 | 0 | 0 | Other | 0 | No | 0 | 0 | Other | Other | 0 | 0 | 0 | 0 | 0 | 0 | 0 | 0 | 0 | 0 | No
Mass Electric | NE South | Southeast | North Marlborough 318 | Marlborough | 05-318W5 | Marlborough, Northborough | N | 0 | 0 | 0 | 0 | Other | 0 | No | 0 | 0 | Other | Other | 0 | 0 | 0 | 0 | 0 | 0 | 0 | 0 | 0 | 0 | No
Mass Electric | NE South | Southeast | Whitins Pond 320 | Northbridge | 05-320W1 | Northbridge, Upton | N | 0 | 0 | 0 | 0 | Other | 0 | No | 0 | 0 | Other | Other | 0 | 0 | 0 | 0 | 0 | 0 | 0 | 0 | 0 | 0 | No
Mass Electric | NE South | Southeast | Whitins Pond 320 | Northbridge | 05-320W2 | Douglas, Northbridge, Sutton, Uxbridge | N | 0 | 0 | 0 | 0 | Other | 0 | No | 0 | 0 | Other | Other | 0 | 0 | 0 | 0 | 0 | 0 | 0 | 0 | 0 | 0 | No
Mass Electric | NE South | Southeast | Whitins Pond 320 | Northbridge | 05-320W3 | Northbridge, Sutton | N | 0 | 0 | 0 | 0 | Other | 0 | No | 0 | 0 | Other | Other | 0 | 0 | 0 | 0 | 0 | 0 | 0 | 0 | 0 | 0 | No
Mass Electric | NE South | Southeast | Whitins Pond 320 | Northbridge | 05-320W5 | Douglas, Northbridge, Sutton, Uxbridge | N | 0 | 0 | 0 | 0 | Other | 0 | No | 0 | 0 | Other | Other | 0 | 0 | 0 | 0 | 0 | 0 | 0 | 0 | 0 | 0 | No
Mass Electric | NE South | Southeast | Uxbridge 321 | Uxbridge | 05-321W1 | Douglas, Northbridge, Uxbridge | N | 0 | 0 | 0 | 0 | Other | 0 | No | 0 | 0 | Other | Other | 0 | 0 | 0 | 0 | 0 | 0 | 0 | 0 | 0 | 0 | No
Mass Electric | NE South | Southeast | Uxbridge 321 | Uxbridge | 05-321W10 | Mendon, Northbridge, Uxbridge | N | 0 | 0 | 0 | 0 | Other | 0 | No | 0 | 0 | Other | Other | 0 | 0 | 0 | 0 | 0 | 0 | 0 | 0 | 0 | 0 | No
Mass Electric | NE South | Southeast | Uxbridge 321 | Uxbridge | 05-321W2 | Blackstone, Douglas, Mendon, Millville, Uxbridge | N | 0 | 0 | 0 | 0 | Other | 0 | No | 0 | 0 | Other | Other | 0 | 0 | 0 | 0 | 0 | 0 | 0 | 0 | 0 | 0 | No
Mass Electric | NE South | Southeast | Uxbridge 321 | Uxbridge | 05-321W4 | Douglas, Uxbridge | N | 0 | 0 | 0 | 0 | Other | 0 | No | 0 | 0 | Other | Other | 0 | 0 | 0 | 0 | 0 | 0 | 0 | 0 | 0 | 0 | No
Mass Electric | NE South | Southeast | Uxbridge 321 | Uxbridge | 05-321W5 | Northbridge, Uxbridge | N | 0 | 0 | 0 | 0 | Other | 0 | No | 0 | 0 | Other | Other | 0 | 0 | 0 | 0 | 0 | 0 | 0 | 0 | 0 | 0 | No
Mass Electric | NE South | Southeast | Uxbridge 321 | Uxbridge | 05-321W6 | Blackstone, Mendon, Millville, Northbridge, Uxbridge | N | 0 | 0 | 0 | 0 | Other | 0 | No | 0 | 0 | Other | Other | 0 | 0 | 0 | 0 | 0 | 0 | 0 | 0 | 0 | 0 | No
Mass Electric | NE South | Southeast | Uxbridge 321 | Uxbridge | 05-321W9 | Blackstone, Millville, Uxbridge | N | 0 | 0 | 0 | 0 | Other | 0 | No | 0 | 0 | Other | Other | 0 | 0 | 0 | 0 | 0 | 0 | 0 | 0 | 0 | 0 | No
Mass Electric | NE South | Southeast | Mendon 332 | Mendon | 05-332W1 | Blackstone, Hopedale, Mendon, Milford, Northbridge, Upton, Uxbridge | N | 0 | 0 | 0 | 0 | Other | 0 | No | 0 | 0 | Other | Other | 0 | 0 | 0 | 0 | 0 | 0 | 0 | 0 | 0 | 0 | No
Mass Electric | NE South | Southeast | Plainridge Park | Plainville | 05-3337W1 | Plainville, Wrentham | N | 0 | 0 | 0 | 0 | Other | 0 | No | 0 | 0 | Other | Other | 0 | 0 | 0 | 0 | 0 | 0 | 0 | 0 | 0 | 0 | No
Mass Electric | NE South | Southeast | Depot Street 335 | Milford | 05-335W1 | Bellingham, Hopedale, Mendon, Milford | N | 0 | 0 | 0 | 0 | Other | 0 | No | 0 | 0 | Other | Other | 0 | 0 | 0 | 0 | 0 | 0 | 0 | 0 | 0 | 0 | No
Mass Electric | NE South | Southeast | Depot Street 335 | Milford | 05-335W2 | Milford | N | 0 | 0 | 0 | 0 | Other | 0 | No | 0 | 0 | Other | Other | 0 | 0 | 0 | 0 | 0 | 0 | 0 | 0 | 0 | 0 | No
Mass Electric | NE South | Southeast | Depot Street 335 | Milford | 05-335W3 | Hopedale, Milford, Upton | N | 0 | 0 | 0 | 0 | Other | 0 | No | 0 | 0 | Other | Other | 0 | 0 | 0 | 0 | 0 | 0 | 0 | 0 | 0 | 0 | No
Mass Electric | NE South | Southeast | Depot Street 335 | Milford | 05-335W4 | Hopedale, Mendon, Milford | N | 0 | 0 | 0 | 0 | Other | 0 | No | 0 | 0 | Other | Other | 0 | 0 | 0 | 0 | 0 | 0 | 0 | 0 | 0 | 0 | No
Mass Electric | NE South | Southeast | Depot Street 335 | Milford | 05-335W5 | Milford | N | 0 | 0 | 0 | 0 | Other | 0 | No | 0 | 0 | Other | Other | 0 | 0 | 0 | 0 | 0 | 0 | 0 | 0 | 0 | 0 | No
Mass Electric | NE South | Southeast | Depot Street 335 | Milford | 05-335W9 | Hopedale, Mendon, Milford | N | 0 | 0 | 0 | 0 | Other | 0 | No | 0 | 0 | Other | Other | 0 | 0 | 0 | 0 | 0 | 0 | 0 | 0 | 0 | 0 | No
Mass Electric | NE South | Southeast | Rocky Hill 336 | Milford | 05-336W1 | Milford | N | 0 | 0 | 0 | 0 | Other | 0 | No | 0 | 0 | Other | Other | 0 | 0 | 0 | 0 | 0 | 0 | 0 | 0 | 0 | 0 | No
Mass Electric | NE South | Southeast | Rocky Hill 336 | Milford | 05-336W2 | Milford | N | 0 | 0 | 0 | 0 | Other | 0 | No | 0 | 0 | Other | Other | 0 | 0 | 0 | 0 | 0 | 0 | 0 | 0 | 0 | 0 | No
Mass Electric | NE South | Southeast | Rocky Hill 336 | Milford | 05-336W3 | Milford, Upton | N | 0 | 0 | 0 | 0 | Other | 0 | No | 0 | 0 | Other | Other | 0 | 0 | 0 | 0 | 0 | 0 | 0 | 0 | 0 | 0 | No
Mass Electric | NE South | Southeast | Rocky Hill 336 | Milford | 05-336W4 | Milford | N | 0 | 0 | 0 | 0 | Other | 0 | No | 0 | 0 | Other | Other | 0 | 0 | 0 | 0 | 0 | 0 | 0 | 0 | 0 | 0 | No
Mass Electric | NE South | Southeast | Franklin 341 | Franklin | 05-341W1 | Franklin | N | 0 | 0 | 0 | 0 | Other | 0 | No | 0 | 0 | Other | Other | 0 | 0 | 0 | 0 | 0 | 0 | 0 | 0 | 0 | 0 | No
Mass Electric | NE South | Southeast | Franklin 341 | Franklin | 05-341W2 | Franklin, Norfolk | N | 0 | 0 | 0 | 0 | Other | 0 | No | 0 | 0 | Other | Other | 0 | 0 | 0 | 0 | 0 | 0 | 0 | 0 | 0 | 0 | No
Mass Electric | NE South | Southeast | South Wrentham 3422 | Wrentham | 05-3422W1 | Franklin, Plainville, Wrentham | N | 0 | 0 | 0 | 0 | Other | 0 | No | 0 | 0 | Other | Other | 0 | 0 | 0 | 0 | 0 | 0 | 0 | 0 | 0 | 0 | No
Mass Electric | NE South | Southeast | South Wrentham 3422 | Wrentham | 05-3422W2 | Wrentham | N | 0 | 0 | 0 | 0 | Other | 0 | No | 0 | 0 | Other | Other | 0 | 0 | 0 | 0 | 0 | 0 | 0 | 0 | 0 | 0 | No
Mass Electric | NE South | Southeast | South Wrentham 3422 | Wrentham | 05-3422W3 | Foxborough, Plainville, Wrentham | N | 0 | 0 | 0 | 0 | Other | 0 | No | 0 | 0 | Other | Other | 0 | 0 | 0 | 0 | 0 | 0 | 0 | 0 | 0 | 0 | No
Mass Electric | NE South | Southeast | South Wrentham 3422 | Wrentham | 05-3422W4 | Foxborough, Norfolk, Wrentham | N | 0 | 0 | 0 | 0 | Other | 0 | No | 0 | 0 | Other | Other | 0 | 0 | 0 | 0 | 0 | 0 | 0 | 0 | 0 | 0 | No
Mass Electric | NE South | Southeast | Crocker Pond 3424 | Wrentham | 05-3424W1 | Foxborough, Wrentham | N | 0 | 0 | 0 | 0 | Other | 0 | No | 0 | 0 | Other | Other | 0 | 0 | 0 | 0 | 0 | 0 | 0 | 0 | 0 | 0 | No
Mass Electric | NE South | Southeast | Crocker Pond 3424 | Wrentham | 05-3424W3 | Foxborough, Wrentham | N | 0 | 0 | 0 | 0 | Other | 0 | No | 0 | 0 | Other | Other | 0 | 0 | 0 | 0 | 0 | 0 | 0 | 0 | 0 | 0 | No
Mass Electric | NE South | Southeast | Crocker Pond 3424 | Wrentham | 05-3424W5 | Foxborough, Wrentham | N | 0 | 0 | 0 | 0 | Other | 0 | No | 0 | 0 | Other | Other | 0 | 0 | 0 | 0 | 0 | 0 | 0 | 0 | 0 | 0 | No
Mass Electric | NE South | Southeast | Foxboro 1 3431 | Foxborough | 05-3431W1 | Foxborough | N | 0 | 0 | 0 | 0 | Other | 0 | No | 0 | 0 | Other | Other | 0 | 0 | 0 | 0 | 0 | 0 | 0 | 0 | 0 | 0 | No
Mass Electric | NE South | Southeast | Foxboro 1 3431 | Foxborough | 05-3431W2 | Foxborough | N | 0 | 0 | 0 | 0 | Other | 0 | No | 0 | 0 | Other | Other | 0 | 0 | 0 | 0 | 0 | 0 | 0 | 0 | 0 | 0 | No
Mass Electric | NE South | Southeast | Foxboro 2 3432 | Foxborough | 05-3432W1 | Foxborough | N | 0 | 0 | 0 | 0 | Other | 0 | No | 0 | 0 | Other | Other | 0 | 0 | 0 | 0 | 0 | 0 | 0 | 0 | 0 | 0 | No
Mass Electric | NE South | Southeast | Foxboro 2 3432 | Foxborough | 05-3432W2 | Foxborough | N | 0 | 0 | 0 | 0 | Other | 0 | No | 0 | 0 | Other | Other | 0 | 0 | 0 | 0 | 0 | 0 | 0 | 0 | 0 | 0 | No
Mass Electric | NE South | Southeast | Beaver Pond 344 | Franklin | 05-344W1 | Bellingham, Franklin | N | 0 | 0 | 0 | 0 | Other | 0 | No | 0 | 0 | Other | Other | 0 | 0 | 0 | 0 | 0 | 0 | 0 | 0 | 0 | 0 | No
Mass Electric | NE South | Southeast | Beaver Pond 344 | Franklin | 05-344W2 | Franklin | N | 0 | 0 | 0 | 0 | Other | 0 | No | 0 | 0 | Other | Other | 0 | 0 | 0 | 0 | 0 | 0 | 0 | 0 | 0 | 0 | No
Mass Electric | NE South | Southeast | Beaver Pond 344 | Franklin | 05-344W3 | Franklin | N | 0 | 0 | 0 | 0 | Other | 0 | No | 0 | 0 | Other | Other | 0 | 0 | 0 | 0 | 0 | 0 | 0 | 0 | 0 | 0 | No
Mass Electric | NE South | Southeast | Beaver Pond 344 | Franklin | 05-344W4 | Bellingham, Blackstone, Franklin | N | 0 | 0 | 0 | 0 | Other | 0 | No | 0 | 0 | Other | Other | 0 | 0 | 0 | 0 | 0 | 0 | 0 | 0 | 0 | 0 | No
Mass Electric | NE South | Southeast | Beaver Pond 344 | Franklin | 05-344W5 | Franklin, Wrentham | N | 0 | 0 | 0 | 0 | Other | 0 | No | 0 | 0 | Other | Other | 0 | 0 | 0 | 0 | 0 | 0 | 0 | 0 | 0 | 0 | No
Mass Electric | NE South | Southeast | Beaver Pond 344 | Franklin | 05-344W6 | Franklin | N | 0 | 0 | 0 | 0 | Other | 0 | No | 0 | 0 | Other | Other | 0 | 0 | 0 | 0 | 0 | 0 | 0 | 0 | 0 | 0 | No
Mass Electric | NE South | Southeast | Plainville 3451 | Plainville | 05-3451W2 | Plainville, Wrentham | N | 0 | 0 | 0 | 0 | Other | 0 | No | 0 | 0 | Other | Other | 0 | 0 | 0 | 0 | 0 | 0 | 0 | 0 | 0 | 0 | No
Mass Electric | NE South | Southeast | Plainville 3451 | Plainville | 05-3451W3 | Plainville, Wrentham | N | 0 | 0 | 0 | 0 | Other | 0 | No | 0 | 0 | Other | Other | 0 | 0 | 0 | 0 | 0 | 0 | 0 | 0 | 0 | 0 | No
Mass Electric | NE South | Southeast | Union Street 348 | Franklin | 05-348W1 | Franklin | N | 0 | 0 | 0 | 0 | Other | 0 | No | 0 | 0 | Other | Other | 0 | 0 | 0 | 0 | 0 | 0 | 0 | 0 | 0 | 0 | No
Mass Electric | NE South | Southeast | Union Street 348 | Franklin | 05-348W5 | Franklin, Wrentham | N | 0 | 0 | 0 | 0 | Other | 0 | No | 0 | 0 | Other | Other | 0 | 0 | 0 | 0 | 0 | 0 | 0 | 0 | 0 | 0 | No
Mass Electric | NE South | Southeast | Union Street 348 | Franklin | 05-348W6 | Franklin | N | 0 | 0 | 0 | 0 | Other | 0 | No | 0 | 0 | Other | Other | 0 | 0 | 0 | 0 | 0 | 0 | 0 | 0 | 0 | 0 | No
Mass Electric | NE South | Southeast | Union Street 348 | Franklin | 05-348W7 | Bellingham, Franklin, Wrentham | N | 0 | 0 | 0 | 0 | Other | 0 | No | 0 | 0 | Other | Other | 0 | 0 | 0 | 0 | 0 | 0 | 0 | 0 | 0 | 0 | No
Mass Electric | NE South | Southeast | Union Street 348 | Franklin | 05-348W8 | Bellingham, Franklin, Wrentham | N | 0 | 0 | 0 | 0 | Other | 0 | No | 0 | 0 | Other | Other | 0 | 0 | 0 | 0 | 0 | 0 | 0 | 0 | 0 | 0 | No
Mass Electric | NE South | Southeast | North Foxboro 349 | Foxborough | 05-349W1 | Foxborough | N | 0 | 0 | 0 | 0 | Other | 0 | No | 0 | 0 | Other | Other | 0 | 0 | 0 | 0 | 0 | 0 | 0 | 0 | 0 | 0 | No
Mass Electric | NE South | Southeast | Rehoboth 3 | Rehoboth | 05-3J1 | Rehoboth | N | 0 | 0 | 0 | 0 | Other | 0 | No | 0 | 0 | Other | Other | 0 | 0 | 0 | 0 | 0 | 0 | 0 | 0 | 0 | 0 | No
Mass Electric | NE South | Southeast | Rehoboth 3 | Rehoboth | 05-3J2 | Rehoboth | N | 0 | 0 | 0 | 0 | Other | 0 | No | 0 | 0 | Other | Other | 0 | 0 | 0 | 0 | 0 | 0 | 0 | 0 | 0 | 0 | No
Mass Electric | NE South | Southeast | Rehoboth 3 | Rehoboth | 05-3J3 | Rehoboth, Seekonk | N | 0 | 0 | 0 | 0 | Other | 0 | No | 0 | 0 | Other | Other | 0 | 0 | 0 | 0 | 0 | 0 | 0 | 0 | 0 | 0 | No
Mass Electric | NE South | Southeast | Norton 4 | Norton | 05-4J1 | Norton | N | 0 | 0 | 0 | 0 | Other | 0 | No | 0 | 0 | Other | Other | 0 | 0 | 0 | 0 | 0 | 0 | 0 | 0 | 0 | 0 | No
Mass Electric | NE South | Southeast | Norton 4 | Norton | 05-4J2 | Norton | N | 0 | 0 | 0 | 0 | Other | 0 | No | 0 | 0 | Other | Other | 0 | 0 | 0 | 0 | 0 | 0 | 0 | 0 | 0 | 0 | No
Mass Electric | NE South | Southeast | Norton 4 | Norton | 05-4L1 | Norton, Taunton | N | 0 | 0 | 0 | 0 | Other | 0 | No | 0 | 0 | Other | Other | 0 | 0 | 0 | 0 | 0 | 0 | 0 | 0 | 0 | 0 | No
Mass Electric | NE South | Southeast | Norton 4 | Norton | 05-4L2 | Norton | N | 0 | 0 | 0 | 0 | Other | 0 | No | 0 | 0 | Other | Other | 0 | 0 | 0 | 0 | 0 | 0 | 0 | 0 | 0 | 0 | No
Mass Electric | NE South | Southeast | South Attleboro 5 | Attleboro | 05-5J1 | Attleboro | N | 0 | 0 | 0 | 0 | Other | 0 | No | 0 | 0 | Other | Other | 0 | 0 | 0 | 0 | 0 | 0 | 0 | 0 | 0 | 0 | No
Mass Electric | NE South | Southeast | South Attleboro 5 | Attleboro | 05-5J2 | Attleboro | N | 0 | 0 | 0 | 0 | Other | 0 | No | 0 | 0 | Other | Other | 0 | 0 | 0 | 0 | 0 | 0 | 0 | 0 | 0 | 0 | No
Mass Electric | NE South | Southeast | Clara Street 6 | Seekonk | 05-6J1 | Attleboro, Seekonk | N | 0 | 0 | 0 | 0 | Other | 0 | No | 0 | 0 | Other | Other | 0 | 0 | 0 | 0 | 0 | 0 | 0 | 0 | 0 | 0 | No
Mass Electric | NE South | Southeast | Clara Street 6 | Seekonk | 05-6J2 | Attleboro, Seekonk | N | 0 | 0 | 0 | 0 | Other | 0 | No | 0 | 0 | Other | Other | 0 | 0 | 0 | 0 | 0 | 0 | 0 | 0 | 0 | 0 | No
Mass Electric | NE South | Southeast | Myles Standish 8016 | Norton | 05-6L1 | Norton | N | 0 | 0 | 0 | 0 | Other | 0 | No | 0 | 0 | Other | Other | 0 | 0 | 0 | 0 | 0 | 0 | 0 | 0 | 0 | 0 | No
Mass Electric | NE South | Southeast | Mink Street 7 | Seekonk | 05-7L1 | Seekonk | N | 0 | 0 | 0 | 0 | Other | 0 | No | 0 | 0 | Other | Other | 0 | 0 | 0 | 0 | 0 | 0 | 0 | 0 | 0 | 0 | No
Mass Electric | NE South | Southeast | Mink Street 7 | Seekonk | 05-7L2 | Seekonk | N | 0 | 0 | 0 | 0 | Other | 0 | No | 0 | 0 | Other | Other | 0 | 0 | 0 | 0 | 0 | 0 | 0 | 0 | 0 | 0 | No
Mass Electric | NE South | Southeast | Mink Street 7 | Seekonk | 05-7L3 | Seekonk | N | 0 | 0 | 0 | 0 | Other | 0 | No | 0 | 0 | Other | Other | 0 | 0 | 0 | 0 | 0 | 0 | 0 | 0 | 0 | 0 | No
Mass Electric | NE South | Southeast | Mink Street 7 | Seekonk | 05-7L4 | Dighton, Rehoboth, Seekonk | N | 0 | 0 | 0 | 0 | Other | 0 | No | 0 | 0 | Other | Other | 0 | 0 | 0 | 0 | 0 | 0 | 0 | 0 | 0 | 0 | No
Mass Electric | NE South | Southeast | Mink Street 7 | Seekonk | 05-7L5 | Rehoboth, Seekonk, Swansea | N | 0 | 0 | 0 | 0 | Other | 0 | No | 0 | 0 | Other | Other | 0 | 0 | 0 | 0 | 0 | 0 | 0 | 0 | 0 | 0 | No
Mass Electric | NE South | Southeast | Chartley Pond 8 | Attleboro | 05-8L1 | Attleboro | N | 0 | 0 | 0 | 0 | Other | 0 | No | 0 | 0 | Other | Other | 0 | 0 | 0 | 0 | 0 | 0 | 0 | 0 | 0 | 0 | No
Mass Electric | NE South | Southeast | Chartley Pond 8 | Attleboro | 05-8L2 | Attleboro, Norton, Rehoboth, Taunton | N | 0 | 0 | 0 | 0 | Other | 0 | No | 0 | 0 | Other | Other | 0 | 0 | 0 | 0 | 0 | 0 | 0 | 0 | 0 | 0 | No
Mass Electric | NE South | Southeast | Chartley Pond 8 | Attleboro | 05-8L3 | Attleboro, Norton | N | 0 | 0 | 0 | 0 | Other | 0 | No | 0 | 0 | Other | Other | 0 | 0 | 0 | 0 | 0 | 0 | 0 | 0 | 0 | 0 | No
Mass Electric | NE South | Southeast | Chartley Pond 8 | Attleboro | 05-8L4 | Attleboro, Norton, Rehoboth | N | 0 | 0 | 0 | 0 | Other | 0 | No | 0 | 0 | Other | Other | 0 | 0 | 0 | 0 | 0 | 0 | 0 | 0 | 0 | 0 | No
Mass Electric | NE South | Southeast | Depot Street 335 | Milford | 05-8U | Hopedale, Mendon, Milford | N | 0 | 0 | 0 | 0 | Other | 0 | No | 0 | 0 | Other | Other | 0 | 0 | 0 | 0 | 0 | 0 | 0 | 0 | 0 | 0 | No
Mass Electric | NE South | Southeast | Read Street 9 | Attleboro | 05-9L1 | Attleboro, North Attleborough | N | 0 | 0 | 0 | 0 | Other | 0 | No | 0 | 0 | Other | Other | 0 | 0 | 0 | 0 | 0 | 0 | 0 | 0 | 0 | 0 | No
Mass Electric | NE South | Southeast | Read Street 9 | Attleboro | 05-9L2 | Attleboro | N | 0 | 0 | 0 | 0 | Other | 0 | No | 0 | 0 | Other | Other | 0 | 0 | 0 | 0 | 0 | 0 | 0 | 0 | 0 | 0 | No
Mass Electric | NE South | Southeast | Read Street 9 | Attleboro | 05-9L3 | Attleboro, North Attleborough | N | 0 | 0 | 0 | 0 | Other | 0 | No | 0 | 0 | Other | Other | 0 | 0 | 0 | 0 | 0 | 0 | 0 | 0 | 0 | 0 | No
Mass Electric | NE South | Southeast | Read Street 9 | Attleboro | 05-9L4 | Attleboro, Seekonk | N | 0 | 0 | 0 | 0 | Other | 0 | No | 0 | 0 | Other | Other | 0 | 0 | 0 | 0 | 0 | 0 | 0 | 0 | 0 | 0 | No
Mass Electric | NE South | Southeast | Read Street 9 | Attleboro | 05-9L5 | Attleboro, Rehoboth, Seekonk | N | 0 | 0 | 0 | 0 | Other | 0 | No | 0 | 0 | Other | Other | 0 | 0 | 0 | 0 | 0 | 0 | 0 | 0 | 0 | 0 | No
Mass Electric | NE South | Southeast | Read Street 9 | Attleboro | 05-9L6 | Attleboro | N | 0 | 0 | 0 | 0 | Other | 0 | No | 0 | 0 | Other | Other | 0 | 0 | 0 | 0 | 0 | 0 | 0 | 0 | 0 | 0 | No
Mass Electric | NE South | South Shore | Holbrook 10 | Holbrook | 07-10W1 | Braintree, Holbrook, Randolph | N | 0 | 0 | 0 | 0 | Other | 0 | No | 0 | 0 | Other | Other | 0 | 0 | 0 | 0 | 0 | 0 | 0 | 0 | 0 | 0 | No
Mass Electric | NE South | South Shore | North Quincy 11 | Quincy | 07-1101 | Quincy | N | 0 | 0 | 0 | 0 | Other | 0 | No | 0 | 0 | Other | Other | 0 | 0 | 0 | 0 | 0 | 0 | 0 | 0 | 0 | 0 | No
Mass Electric | NE South | South Shore | North Quincy 11 | Quincy | 07-1102 | Quincy | N | 0 | 0 | 0 | 0 | Other | 0 | No | 0 | 0 | Other | Other | 0 | 0 | 0 | 0 | 0 | 0 | 0 | 0 | 0 | 0 | No
Mass Electric | NE South | South Shore | North Quincy 11 | Quincy | 07-1103 | Quincy | N | 0 | 0 | 0 | 0 | Other | 0 | No | 0 | 0 | Other | Other | 0 | 0 | 0 | 0 | 0 | 0 | 0 | 0 | 0 | 0 | No
Mass Electric | NE South | South Shore | North Quincy 11 | Quincy | 07-1104 | Quincy | N | 0 | 0 | 0 | 0 | Other | 0 | No | 0 | 0 | Other | Other | 0 | 0 | 0 | 0 | 0 | 0 | 0 | 0 | 0 | 0 | No
Mass Electric | NE South | South Shore | North Quincy 11 | Quincy | 07-11W1 | Quincy | N | 0 | 0 | 0 | 0 | Other | 0 | No | 0 | 0 | Other | Other | 0 | 0 | 0 | 0 | 0 | 0 | 0 | 0 | 0 | 0 | No
Mass Electric | NE South | South Shore | North Quincy 11 | Quincy | 07-11W2 | Quincy | N | 0 | 0 | 0 | 0 | Other | 0 | No | 0 | 0 | Other | Other | 0 | 0 | 0 | 0 | 0 | 0 | 0 | 0 | 0 | 0 | No
Mass Electric | NE South | South Shore | North Quincy 11 | Quincy | 07-11W3 | Quincy | N | 0 | 0 | 0 | 0 | Other | 0 | No | 0 | 0 | Other | Other | 0 | 0 | 0 | 0 | 0 | 0 | 0 | 0 | 0 | 0 | No
Mass Electric | NE South | South Shore | North Quincy 11 | Quincy | 07-11W4 | Quincy | N | 0 | 0 | 0 | 0 | Other | 0 | No | 0 | 0 | Other | Other | 0 | 0 | 0 | 0 | 0 | 0 | 0 | 0 | 0 | 0 | No
Mass Electric | NE South | South Shore | Field Street 1 | Quincy | 07-1202 | Quincy | N | 0 | 0 | 0 | 0 | Other | 0 | No | 0 | 0 | Other | Other | 0 | 0 | 0 | 0 | 0 | 0 | 0 | 0 | 0 | 0 | No
Mass Electric | NE South | South Shore | Field Street 1 | Quincy | 07-1224 | Quincy | N | 0 | 0 | 0 | 0 | Other | 0 | No | 0 | 0 | Other | Other | 0 | 0 | 0 | 0 | 0 | 0 | 0 | 0 | 0 | 0 | No
Mass Electric | NE South | South Shore | Mid-Weymouth 12 | Weymouth | 07-12W1 | Weymouth | N | 0 | 0 | 0 | 0 | Other | 0 | No | 0 | 0 | Other | Other | 0 | 0 | 0 | 0 | 0 | 0 | 0 | 0 | 0 | 0 | No
Mass Electric | NE South | South Shore | Mid-Weymouth 12 | Weymouth | 07-12W2 | Hingham, Weymouth | N | 0 | 0 | 0 | 0 | Other | 0 | No | 0 | 0 | Other | Other | 0 | 0 | 0 | 0 | 0 | 0 | 0 | 0 | 0 | 0 | No
Mass Electric | NE South | South Shore | Mid-Weymouth 12 | Weymouth | 07-12W3 | Weymouth | N | 0 | 0 | 0 | 0 | Other | 0 | No | 0 | 0 | Other | Other | 0 | 0 | 0 | 0 | 0 | 0 | 0 | 0 | 0 | 0 | No
Mass Electric | NE South | South Shore | Mid-Weymouth 12 | Weymouth | 07-12W4 | Weymouth | N | 0 | 0 | 0 | 0 | Other | 0 | No | 0 | 0 | Other | Other | 0 | 0 | 0 | 0 | 0 | 0 | 0 | 0 | 0 | 0 | No
Mass Electric | NE South | South Shore | Mid-Weymouth 12 | Weymouth | 07-12W5 | Weymouth | N | 0 | 0 | 0 | 0 | Other | 0 | No | 0 | 0 | Other | Other | 0 | 0 | 0 | 0 | 0 | 0 | 0 | 0 | 0 | 0 | No
Mass Electric | NE South | South Shore | Mid-Weymouth 12 | Weymouth | 07-12W6 | Hingham, Weymouth | N | 0 | 0 | 0 | 0 | Other | 0 | No | 0 | 0 | Other | Other | 0 | 0 | 0 | 0 | 0 | 0 | 0 | 0 | 0 | 0 | No
Mass Electric | NE South | South Shore | Scituate Unit 15 | Scituate | 07-15J1 | Scituate | N | 0 | 0 | 0 | 0 | Other | 0 | No | 0 | 0 | Other | Other | 0 | 0 | 0 | 0 | 0 | 0 | 0 | 0 | 0 | 0 | No
Mass Electric | NE South | South Shore | Scituate Unit 17 | Scituate | 07-17J1 | Scituate | N | 0 | 0 | 0 | 0 | Other | 0 | No | 0 | 0 | Other | Other | 0 | 0 | 0 | 0 | 0 | 0 | 0 | 0 | 0 | 0 | No
Mass Electric | NE South | South Shore | King Street Unit 18 | Cohasset | 07-18J1 | Cohasset, Scituate | N | 0 | 0 | 0 | 0 | Other | 0 | No | 0 | 0 | Other | Other | 0 | 0 | 0 | 0 | 0 | 0 | 0 | 0 | 0 | 0 | No
Mass Electric | NE South | South Shore | Field Street 1 | Quincy | 07-1J11 | Quincy | N | 0 | 0 | 0 | 0 | Other | 0 | No | 0 | 0 | Other | Other | 0 | 0 | 0 | 0 | 0 | 0 | 0 | 0 | 0 | 0 | No
Mass Electric | NE South | South Shore | Field Street 1 | Quincy | 07-1J2 | Quincy | N | 0 | 0 | 0 | 0 | Other | 0 | No | 0 | 0 | Other | Other | 0 | 0 | 0 | 0 | 0 | 0 | 0 | 0 | 0 | 0 | No
Mass Electric | NE South | South Shore | Field Street 1 | Quincy | 07-1J6 | Quincy | N | 0 | 0 | 0 | 0 | Other | 0 | No | 0 | 0 | Other | Other | 0 | 0 | 0 | 0 | 0 | 0 | 0 | 0 | 0 | 0 | No
Mass Electric | NE South | South Shore | Field Street 1 | Quincy | 07-1J8 | Quincy | N | 0 | 0 | 0 | 0 | Other | 0 | No | 0 | 0 | Other | Other | 0 | 0 | 0 | 0 | 0 | 0 | 0 | 0 | 0 | 0 | No
Mass Electric | NE South | South Shore | Field Street 1 | Quincy | 07-1W1 | Quincy | N | 0 | 0 | 0 | 0 | Other | 0 | No | 0 | 0 | Other | Other | 0 | 0 | 0 | 0 | 0 | 0 | 0 | 0 | 0 | 0 | No
Mass Electric | NE South | South Shore | Field Street 1 | Quincy | 07-1W10 | Quincy | N | 0 | 0 | 0 | 0 | Other | 0 | No | 0 | 0 | Other | Other | 0 | 0 | 0 | 0 | 0 | 0 | 0 | 0 | 0 | 0 | No
Mass Electric | NE South | South Shore | Field Street 1 | Quincy | 07-1W2 | Quincy | N | 0 | 0 | 0 | 0 | Other | 0 | No | 0 | 0 | Other | Other | 0 | 0 | 0 | 0 | 0 | 0 | 0 | 0 | 0 | 0 | No
Mass Electric | NE South | South Shore | Field Street 1 | Quincy | 07-1W3 | Quincy | N | 0 | 0 | 0 | 0 | Other | 0 | No | 0 | 0 | Other | Other | 0 | 0 | 0 | 0 | 0 | 0 | 0 | 0 | 0 | 0 | No
Mass Electric | NE South | South Shore | Field Street 1 | Quincy | 07-1W4 | Quincy | N | 0 | 0 | 0 | 0 | Other | 0 | No | 0 | 0 | Other | Other | 0 | 0 | 0 | 0 | 0 | 0 | 0 | 0 | 0 | 0 | No
Mass Electric | NE South | South Shore | Field Street 1 | Quincy | 07-1W5 | Quincy | N | 0 | 0 | 0 | 0 | Other | 0 | No | 0 | 0 | Other | Other | 0 | 0 | 0 | 0 | 0 | 0 | 0 | 0 | 0 | 0 | No
Mass Electric | NE South | South Shore | Field Street 1 | Quincy | 07-1W6 | Quincy | N | 0 | 0 | 0 | 0 | Other | 0 | No | 0 | 0 | Other | Other | 0 | 0 | 0 | 0 | 0 | 0 | 0 | 0 | 0 | 0 | No
Mass Electric | NE South | South Shore | Field Street 1 | Quincy | 07-1W8 | Quincy | N | 0 | 0 | 0 | 0 | Other | 0 | No | 0 | 0 | Other | Other | 0 | 0 | 0 | 0 | 0 | 0 | 0 | 0 | 0 | 0 | No
Mass Electric | NE South | South Shore | Field Street 1 | Quincy | 07-1W9 | Quincy | N | 0 | 0 | 0 | 0 | Other | 0 | No | 0 | 0 | Other | Other | 0 | 0 | 0 | 0 | 0 | 0 | 0 | 0 | 0 | 0 | No
Mass Electric | NE South | South Shore | Brockton | Brockton | 07-20W10 | Brockton | N | 0 | 0 | 0 | 0 | Other | 0 | No | 0 | 0 | Other | Other | 0 | 0 | 0 | 0 | 0 | 0 | 0 | 0 | 0 | 0 | No
Mass Electric | NE South | South Shore | Brockton | Brockton | 07-20W13 | Brockton | N | 0 | 0 | 0 | 0 | Other | 0 | No | 0 | 0 | Other | Other | 0 | 0 | 0 | 0 | 0 | 0 | 0 | 0 | 0 | 0 | No
Mass Electric | NE South | South Shore | East Holbrook 2 | Holbrook | 07-2W1 | Holbrook | N | 0 | 0 | 0 | 0 | Other | 0 | No | 0 | 0 | Other | Other | 0 | 0 | 0 | 0 | 0 | 0 | 0 | 0 | 0 | 0 | No
Mass Electric | NE South | South Shore | East Holbrook 2 | Holbrook | 07-2W2 | Holbrook, Weymouth | N | 0 | 0 | 0 | 0 | Other | 0 | No | 0 | 0 | Other | Other | 0 | 0 | 0 | 0 | 0 | 0 | 0 | 0 | 0 | 0 | No
Mass Electric | NE South | South Shore | Field Street 1 | Quincy | 07-303 | Quincy | N | 0 | 0 | 0 | 0 | Other | 0 | No | 0 | 0 | Other | Other | 0 | 0 | 0 | 0 | 0 | 0 | 0 | 0 | 0 | 0 | No
Mass Electric | NE South | South Shore | West Quincy 3 | Quincy | 07-304 | Quincy | N | 0 | 0 | 0 | 0 | Other | 0 | No | 0 | 0 | Other | Other | 0 | 0 | 0 | 0 | 0 | 0 | 0 | 0 | 0 | 0 | No
Mass Electric | NE South | South Shore | West Quincy 3 | Quincy | 07-3J3 | Quincy | N | 0 | 0 | 0 | 0 | Other | 0 | No | 0 | 0 | Other | Other | 0 | 0 | 0 | 0 | 0 | 0 | 0 | 0 | 0 | 0 | No
Mass Electric | NE South | South Shore | West Quincy 3 | Quincy | 07-3W1 | Quincy | N | 0 | 0 | 0 | 0 | Other | 0 | No | 0 | 0 | Other | Other | 0 | 0 | 0 | 0 | 0 | 0 | 0 | 0 | 0 | 0 | No
Mass Electric | NE South | South Shore | West Quincy 3 | Quincy | 07-3W2 | Quincy | N | 0 | 0 | 0 | 0 | Other | 0 | No | 0 | 0 | Other | Other | 0 | 0 | 0 | 0 | 0 | 0 | 0 | 0 | 0 | 0 | No
Mass Electric | NE South | South Shore | West Quincy 3 | Quincy | 07-3W3 | Quincy | N | 0 | 0 | 0 | 0 | Other | 0 | No | 0 | 0 | Other | Other | 0 | 0 | 0 | 0 | 0 | 0 | 0 | 0 | 0 | 0 | No
Mass Electric | NE South | South Shore | West Quincy 3 | Quincy | 07-3W4 | Quincy | N | 0 | 0 | 0 | 0 | Other | 0 | No | 0 | 0 | Other | Other | 0 | 0 | 0 | 0 | 0 | 0 | 0 | 0 | 0 | 0 | No
Mass Electric | NE South | South Shore | Atlantic 4 | Quincy | 07-4J1 | Quincy | N | 0 | 0 | 0 | 0 | Other | 0 | No | 0 | 0 | Other | Other | 0 | 0 | 0 | 0 | 0 | 0 | 0 | 0 | 0 | 0 | No
Mass Electric | NE South | South Shore | Atlantic 4 | Quincy | 07-4J2 | Quincy | N | 0 | 0 | 0 | 0 | Other | 0 | No | 0 | 0 | Other | Other | 0 | 0 | 0 | 0 | 0 | 0 | 0 | 0 | 0 | 0 | No
Mass Electric | NE South | South Shore | Atlantic 4 | Quincy | 07-4J3 | Quincy | N | 0 | 0 | 0 | 0 | Other | 0 | No | 0 | 0 | Other | Other | 0 | 0 | 0 | 0 | 0 | 0 | 0 | 0 | 0 | 0 | No
Mass Electric | NE South | South Shore | Atlantic 4 | Quincy | 07-4J4 | Quincy | N | 0 | 0 | 0 | 0 | Other | 0 | No | 0 | 0 | Other | Other | 0 | 0 | 0 | 0 | 0 | 0 | 0 | 0 | 0 | 0 | No
Mass Electric | NE South | South Shore | Randolph 5 | Randolph | 07-5W1 | Randolph | N | 0 | 0 | 0 | 0 | Other | 0 | No | 0 | 0 | Other | Other | 0 | 0 | 0 | 0 | 0 | 0 | 0 | 0 | 0 | 0 | No
Mass Electric | NE South | South Shore | Randolph 5 | Randolph | 07-5W2 | Randolph | N | 0 | 0 | 0 | 0 | Other | 0 | No | 0 | 0 | Other | Other | 0 | 0 | 0 | 0 | 0 | 0 | 0 | 0 | 0 | 0 | No
Mass Electric | NE South | South Shore | Randolph 5 | Randolph | 07-5W3 | Randolph | N | 0 | 0 | 0 | 0 | Other | 0 | No | 0 | 0 | Other | Other | 0 | 0 | 0 | 0 | 0 | 0 | 0 | 0 | 0 | 0 | No
Mass Electric | NE South | South Shore | Randolph 5 | Randolph | 07-5W4 | Randolph | N | 0 | 0 | 0 | 0 | Other | 0 | No | 0 | 0 | Other | Other | 0 | 0 | 0 | 0 | 0 | 0 | 0 | 0 | 0 | 0 | No
Mass Electric | NE South | South Shore | Lincoln Street Unit 60 | Abington | 07-60J1 | Abington | N | 0 | 0 | 0 | 0 | Other | 0 | No | 0 | 0 | Other | Other | 0 | 0 | 0 | 0 | 0 | 0 | 0 | 0 | 0 | 0 | No
Mass Electric | NE South | South Shore | Division Street Unit 64 | Rockland | 07-64J1 | Abington, Rockland | N | 0 | 0 | 0 | 0 | Other | 0 | No | 0 | 0 | Other | Other | 0 | 0 | 0 | 0 | 0 | 0 | 0 | 0 | 0 | 0 | No
Mass Electric | NE South | South Shore | North Scituate Unit 65 | Scituate | 07-65J1 | Cohasset, Scituate | N | 0 | 0 | 0 | 0 | Other | 0 | No | 0 | 0 | Other | Other | 0 | 0 | 0 | 0 | 0 | 0 | 0 | 0 | 0 | 0 | No
Mass Electric | NE South | South Shore | Central Street Unit 67 | Abington | 07-67J1 | Abington, Rockland | N | 0 | 0 | 0 | 0 | Other | 0 | No | 0 | 0 | Other | Other | 0 | 0 | 0 | 0 | 0 | 0 | 0 | 0 | 0 | 0 | No
Mass Electric | NE South | South Shore | Court Street Unit 69 | Brockton | 07-69J1 | Brockton | N | 0 | 0 | 0 | 0 | Other | 0 | No | 0 | 0 | Other | Other | 0 | 0 | 0 | 0 | 0 | 0 | 0 | 0 | 0 | 0 | No
Mass Electric | NE South | South Shore | North Weymouth 6 | Weymouth | 07-6W1 | Weymouth | N | 0 | 0 | 0 | 0 | Other | 0 | No | 0 | 0 | Other | Other | 0 | 0 | 0 | 0 | 0 | 0 | 0 | 0 | 0 | 0 | No
Mass Electric | NE South | South Shore | North Weymouth 6 | Weymouth | 07-6W2 | Weymouth | N | 0 | 0 | 0 | 0 | Other | 0 | No | 0 | 0 | Other | Other | 0 | 0 | 0 | 0 | 0 | 0 | 0 | 0 | 0 | 0 | No
Mass Electric | NE South | South Shore | Silver Lake 70 | Pembroke | 07-70J1 | Halifax, Pembroke | N | 0 | 0 | 0 | 0 | Other | 0 | No | 0 | 0 | Other | Other | 0 | 0 | 0 | 0 | 0 | 0 | 0 | 0 | 0 | 0 | No
Mass Electric | NE South | South Shore | Temple St Unit 712 | Whitman | 07-712J1 | Abington, Brockton, East Bridgewater, Whitman | N | 0 | 0 | 0 | 0 | Other | 0 | No | 0 | 0 | Other | Other | 0 | 0 | 0 | 0 | 0 | 0 | 0 | 0 | 0 | 0 | No
Mass Electric | NE South | South Shore | Harrison Blvd 75 | Avon | 07-75W1 | Avon, Stoughton | N | 0 | 0 | 0 | 0 | Other | 0 | No | 0 | 0 | Other | Other | 0 | 0 | 0 | 0 | 0 | 0 | 0 | 0 | 0 | 0 | No
Mass Electric | NE South | South Shore | Harrison Blvd 75 | Avon | 07-75W3 | Avon, Brockton | N | 0 | 0 | 0 | 0 | Other | 0 | No | 0 | 0 | Other | Other | 0 | 0 | 0 | 0 | 0 | 0 | 0 | 0 | 0 | 0 | No
Mass Electric | NE South | South Shore | Harrison Blvd 75 | Avon | 07-75W5 | Avon | N | 0 | 0 | 0 | 0 | Other | 0 | No | 0 | 0 | Other | Other | 0 | 0 | 0 | 0 | 0 | 0 | 0 | 0 | 0 | 0 | No
Mass Electric | NE South | South Shore | Harrison Blvd 75 | Avon | 07-75W7 | Avon, Randolph, Stoughton | N | 0 | 0 | 0 | 0 | Other | 0 | No | 0 | 0 | Other | Other | 0 | 0 | 0 | 0 | 0 | 0 | 0 | 0 | 0 | 0 | No
Mass Electric | NE South | South Shore | East Bridgewater 797 | East Bridgewater | 07-797W1 | Bridgewater, Brockton, East Bridgewater | N | 0 | 0 | 0 | 0 | Other | 0 | No | 0 | 0 | Other | Other | 0 | 0 | 0 | 0 | 0 | 0 | 0 | 0 | 0 | 0 | No
Mass Electric | NE South | South Shore | East Bridgewater 797 | East Bridgewater | 07-797W19 | Brockton, East Bridgewater, West Bridgewater | N | 0 | 0 | 0 | 0 | Other | 0 | No | 0 | 0 | Other | Other | 0 | 0 | 0 | 0 | 0 | 0 | 0 | 0 | 0 | 0 | No
Mass Electric | NE South | South Shore | East Bridgewater 797 | East Bridgewater | 07-797W20 | Bridgewater, East Bridgewater, Easton, West Bridgewater | N | 0 | 0 | 0 | 0 | Other | 0 | No | 0 | 0 | Other | Other | 0 | 0 | 0 | 0 | 0 | 0 | 0 | 0 | 0 | 0 | No
Mass Electric | NE South | South Shore | East Bridgewater 797 | East Bridgewater | 07-797W23 | Bridgewater, East Bridgewater | N | 0 | 0 | 0 | 0 | Other | 0 | No | 0 | 0 | Other | Other | 0 | 0 | 0 | 0 | 0 | 0 | 0 | 0 | 0 | 0 | No
Mass Electric | NE South | South Shore | East Bridgewater 797 | East Bridgewater | 07-797W24 | East Bridgewater, Halifax, Hanson, Pembroke | N | 0 | 0 | 0 | 0 | Other | 0 | No | 0 | 0 | Other | Other | 0 | 0 | 0 | 0 | 0 | 0 | 0 | 0 | 0 | 0 | No
Mass Electric | NE South | South Shore | East Bridgewater 797 | East Bridgewater | 07-797W29 | East Bridgewater, Hanson, Whitman | N | 0 | 0 | 0 | 0 | Other | 0 | No | 0 | 0 | Other | Other | 0 | 0 | 0 | 0 | 0 | 0 | 0 | 0 | 0 | 0 | No
Mass Electric | NE South | South Shore | East Bridgewater 797 | East Bridgewater | 07-797W42 | Brockton, East Bridgewater, West Bridgewater | N | 0 | 0 | 0 | 0 | Other | 0 | No | 0 | 0 | Other | Other | 0 | 0 | 0 | 0 | 0 | 0 | 0 | 0 | 0 | 0 | No
Mass Electric | NE South | South Shore | Pleasant Street 8 | Weymouth | 07-8W1 | Hingham, Weymouth | N | 0 | 0 | 0 | 0 | Other | 0 | No | 0 | 0 | Other | Other | 0 | 0 | 0 | 0 | 0 | 0 | 0 | 0 | 0 | 0 | No
Mass Electric | NE South | South Shore | Pleasant Street 8 | Weymouth | 07-8W2 | Weymouth | N | 0 | 0 | 0 | 0 | Other | 0 | No | 0 | 0 | Other | Other | 0 | 0 | 0 | 0 | 0 | 0 | 0 | 0 | 0 | 0 | No
Mass Electric | NE South | South Shore | Water Street 910 | Hanover | 07-910W25 | Hanover, Hanson, Kingston, Pembroke | N | 0 | 0 | 0 | 0 | Other | 1 | No | 0 | 0 | Other | Other | 0 | 0 | 0 | 0 | 0 | 0 | 0 | 0 | 1 | 0 | No
Mass Electric | NE South | South Shore | Water Street 910 | Hanover | 07-910W51 | Hanover, Marshfield, Norwell, Pembroke | N | 0 | 0 | 0 | 0 | Other | 0 | No | 0 | 0 | Other | Other | 0 | 0 | 0 | 0 | 0 | 0 | 0 | 0 | 0 | 0 | No
Mass Electric | NE South | South Shore | Water Street 910 | Hanover | 07-910W52 | Duxbury, Hanover, Pembroke | N | 0 | 0 | 0 | 0 | Other | 1 | No | 0 | 0 | Other | Other | 0 | 0 | 0 | 0 | 0 | 0 | 0 | 0 | 1 | 0 | No
Mass Electric | NE South | South Shore | Ames Street 911 | Brockton | 07-911W13 | Brockton | N | 0 | 0 | 0 | 0 | Other | 0 | No | 0 | 0 | Other | Other | 0 | 0 | 0 | 0 | 0 | 0 | 0 | 0 | 0 | 0 | No
Mass Electric | NE South | South Shore | Ames Street 911 | Brockton | 07-911W25 | Brockton | N | 0 | 0 | 0 | 0 | Other | 0 | No | 0 | 0 | Other | Other | 0 | 0 | 0 | 0 | 0 | 0 | 0 | 0 | 0 | 0 | No
Mass Electric | NE South | South Shore | Ames Street 911 | Brockton | 07-911W56 | Brockton | N | 0 | 0 | 0 | 0 | Other | 0 | No | 0 | 0 | Other | Other | 0 | 0 | 0 | 0 | 0 | 0 | 0 | 0 | 0 | 0 | No
Mass Electric | NE South | South Shore | Ames Street 911 | Brockton | 07-911W57 | Brockton | N | 0 | 0 | 0 | 0 | Other | 0 | No | 0 | 0 | Other | Other | 0 | 0 | 0 | 0 | 0 | 0 | 0 | 0 | 0 | 0 | No
Mass Electric | NE South | South Shore | Ames Street 911 | Brockton | 07-911W59 | Avon, Brockton | N | 0 | 0 | 0 | 0 | Other | 0 | No | 0 | 0 | Other | Other | 0 | 0 | 0 | 0 | 0 | 0 | 0 | 0 | 0 | 0 | No
Mass Electric | NE South | South Shore | Ames Street 911 | Brockton | 07-911W65 | Avon, Brockton | N | 0 | 0 | 0 | 0 | Other | 0 | No | 0 | 0 | Other | Other | 0 | 0 | 0 | 0 | 0 | 0 | 0 | 0 | 0 | 0 | No
Mass Electric | NE South | South Shore | Ames Street 911 | Brockton | 07-911W77 | Abington, Brockton, Holbrook | N | 0 | 0 | 0 | 0 | Other | 0 | No | 0 | 0 | Other | Other | 0 | 0 | 0 | 0 | 0 | 0 | 0 | 0 | 0 | 0 | No
Mass Electric | NE South | South Shore | Mill Street 912 | Bridgewater | 07-912W21 | Bridgewater, East Bridgewater, West Bridgewater | N | 0 | 0 | 0 | 0 | Other | 1 | No | 0 | 0 | Other | Other | 0 | 0 | 0 | 0 | 0 | 0 | 0 | 0 | 1 | 0 | No
Mass Electric | NE South | South Shore | Mill Street 912 | Bridgewater | 07-912W22 | Bridgewater, East Bridgewater | N | 0 | 0 | 0 | 0 | Other | 0 | No | 0 | 0 | Other | Other | 0 | 0 | 0 | 0 | 0 | 0 | 0 | 0 | 0 | 0 | No
Mass Electric | NE South | South Shore | Mill Street 912 | Bridgewater | 07-912W55 | Bridgewater | N | 0 | 0 | 0 | 0 | Other | 0 | No | 0 | 0 | Other | Other | 0 | 0 | 0 | 0 | 0 | 0 | 0 | 0 | 0 | 0 | No
Mass Electric | NE South | South Shore | Mill Street 912 | Bridgewater | 07-912W73 | Bridgewater | N | 0 | 0 | 0 | 0 | Other | 0 | No | 0 | 0 | Other | Other | 0 | 0 | 0 | 0 | 0 | 0 | 0 | 0 | 0 | 0 | No
Mass Electric | NE South | South Shore | Mill Street 912 | Bridgewater | 07-912W74 | Bridgewater, East Bridgewater, Halifax | N | 0 | 0 | 0 | 0 | Other | 0 | No | 0 | 0 | Other | Other | 0 | 0 | 0 | 0 | 0 | 0 | 0 | 0 | 0 | 0 | No
Mass Electric | NE South | South Shore | Mill Street 912 | Bridgewater | 07-912W75 | Bridgewater, Halifax, Hanson, Plympton | N | 0 | 0 | 0 | 0 | Other | 0 | No | 0 | 0 | Other | Other | 0 | 0 | 0 | 0 | 0 | 0 | 0 | 0 | 0 | 0 | No
Mass Electric | NE South | South Shore | Stoughton 913 | Stoughton | 07-913W17 | Stoughton | N | 0 | 0 | 0 | 0 | Other | 0 | No | 0 | 0 | Other | Other | 0 | 0 | 0 | 0 | 0 | 0 | 0 | 0 | 0 | 0 | No
Mass Electric | NE South | South Shore | Stoughton 913 | Stoughton | 07-913W18 | Stoughton | N | 0 | 0 | 0 | 0 | Other | 0 | No | 0 | 0 | Other | Other | 0 | 3 | 0 | 1 | 0 | 0 | 0 | 0 | 1 | 0 | No
Mass Electric | NE South | South Shore | Stoughton 913 | Stoughton | 07-913W43 | Sharon, Stoughton | N | 0 | 0 | 0 | 0 | Other | 0 | No | 0 | 0 | Other | Other | 0 | 0 | 0 | 0 | 0 | 0 | 0 | 0 | 0 | 0 | No
Mass Electric | NE South | South Shore | Stoughton 913 | Stoughton | 07-913W47 | Stoughton | N | 0 | 0 | 0 | 0 | Other | 0 | No | 0 | 0 | Other | Other | 0 | 0 | 0 | 0 | 0 | 0 | 0 | 0 | 0 | 0 | No
Mass Electric | NE South | South Shore | Stoughton 913 | Stoughton | 07-913W67 | Stoughton | N | 0 | 0 | 0 | 0 | Other | 0 | No | 0 | 0 | Other | Other | 0 | 1 | 0 | 1 | 0 | 0 | 0 | 0 | 1 | 0 | No
Mass Electric | NE South | South Shore | Stoughton 913 | Stoughton | 07-913W69 | Canton, Stoughton | N | 0 | 0 | 0 | 0 | Other | 0 | No | 0 | 0 | Other | Other | 0 | 0 | 0 | 0 | 0 | 0 | 0 | 0 | 0 | 0 | No
Mass Electric | NE South | South Shore | Scituate 915 | Scituate | 07-915W35 | Norwell, Scituate | N | 0 | 0 | 0 | 0 | Other | 0 | No | 0 | 0 | Other | Other | 0 | 0 | 0 | 0 | 0 | 0 | 0 | 0 | 0 | 0 | No
Mass Electric | NE South | South Shore | Scituate 915 | Scituate | 07-915W36 | Norwell, Scituate | N | 0 | 0 | 0 | 0 | Other | 0 | No | 0 | 0 | Other | Other | 0 | 0 | 0 | 0 | 0 | 0 | 0 | 0 | 0 | 0 | No
Mass Electric | NE South | South Shore | Scituate 915 | Scituate | 07-915W37 | Cohasset, Scituate | N | 0 | 0 | 0 | 0 | Other | 0 | No | 0 | 0 | Other | Other | 0 | 0 | 0 | 0 | 0 | 0 | 0 | 0 | 0 | 0 | No
Mass Electric | NE South | South Shore | Scituate 915 | Scituate | 07-915W82 | Scituate | N | 0 | 0 | 0 | 0 | Other | 0 | No | 0 | 0 | Other | Other | 0 | 0 | 0 | 0 | 0 | 0 | 0 | 0 | 0 | 0 | No
Mass Electric | NE South | South Shore | Dupont 91 | Brockton | 07-91W40 | Brockton | N | 0 | 0 | 0 | 0 | Other | 0 | No | 0 | 0 | Other | Other | 0 | 0 | 0 | 0 | 0 | 0 | 0 | 0 | 0 | 0 | No
Mass Electric | NE South | South Shore | Dupont 91 | Brockton | 07-91W41 | Brockton, East Bridgewater, Whitman | N | 0 | 0 | 0 | 0 | Other | 0 | No | 0 | 0 | Other | Other | 0 | 0 | 0 | 0 | 0 | 0 | 0 | 0 | 0 | 0 | No
Mass Electric | NE South | South Shore | Dupont 91 | Brockton | 07-91W42 | Brockton | N | 0 | 0 | 0 | 0 | Other | 0 | No | 0 | 0 | Other | Other | 0 | 0 | 0 | 0 | 0 | 0 | 0 | 0 | 0 | 0 | No
Mass Electric | NE South | South Shore | Dupont 91 | Brockton | 07-91W43 | Brockton | N | 0 | 0 | 0 | 0 | Other | 0 | No | 0 | 0 | Other | Other | 0 | 0 | 0 | 0 | 0 | 0 | 0 | 0 | 0 | 0 | No
Mass Electric | NE South | South Shore | Dupont 91 | Brockton | 07-91W46 | Brockton | N | 0 | 0 | 0 | 0 | Other | 0 | No | 0 | 0 | Other | Other | 0 | 0 | 0 | 0 | 0 | 0 | 0 | 0 | 0 | 0 | No
Mass Electric | NE South | South Shore | Dupont 91 | Brockton | 07-91W47 | Brockton, Whitman | N | 0 | 0 | 0 | 0 | Other | 0 | No | 0 | 0 | Other | Other | 0 | 0 | 0 | 0 | 0 | 0 | 0 | 0 | 0 | 0 | No
Mass Electric | NE South | South Shore | Dupont 91 | Brockton | 07-91W48 | Brockton | N | 0 | 0 | 0 | 0 | Other | 0 | No | 0 | 0 | Other | Other | 0 | 0 | 0 | 0 | 0 | 0 | 0 | 0 | 0 | 0 | No
Mass Electric | NE South | South Shore | Dupont 91 | Brockton | 07-91W49 | Brockton, West Bridgewater | N | 0 | 0 | 0 | 0 | Other | 0 | No | 0 | 0 | Other | Other | 0 | 0 | 0 | 0 | 0 | 0 | 0 | 0 | 0 | 0 | No
Mass Electric | NE South | South Shore | Easton 92 | Easton | 07-92W43 | Easton, Stoughton | N | 0 | 0 | 0 | 0 | Other | 0 | No | 0 | 0 | Other | Other | 0 | 0 | 0 | 0 | 0 | 0 | 0 | 0 | 0 | 0 | No
Mass Electric | NE South | South Shore | Easton 92 | Easton | 07-92W44 | Brockton, Easton, West Bridgewater | N | 0 | 0 | 0 | 0 | Other | 0 | No | 0 | 0 | Other | Other | 0 | 0 | 0 | 0 | 0 | 0 | 0 | 0 | 0 | 0 | No
Mass Electric | NE South | South Shore | Easton 92 | Easton | 07-92W54 | Easton, West Bridgewater | N | 0 | 0 | 0 | 0 | Other | 0 | No | 0 | 0 | Other | Other | 0 | 0 | 0 | 0 | 0 | 0 | 0 | 0 | 0 | 0 | No
Mass Electric | NE South | South Shore | Easton 92 | Easton | 07-92W78 | Easton, Sharon, Stoughton | N | 0 | 0 | 0 | 0 | Other | 0 | No | 0 | 0 | Other | Other | 0 | 0 | 0 | 0 | 0 | 0 | 0 | 0 | 0 | 0 | No
Mass Electric | NE South | South Shore | Easton 92 | Easton | 07-92W79 | Easton | N | 0 | 0 | 0 | 0 | Other | 0 | No | 0 | 0 | Other | Other | 0 | 0 | 0 | 0 | 0 | 0 | 0 | 0 | 0 | 0 | No
Mass Electric | NE South | South Shore | Plymouth 93 | Abington | 07-93W40 | Abington, Hanover, Rockland | N | 0 | 0 | 0 | 0 | Other | 0 | No | 0 | 0 | Other | Other | 0 | 0 | 0 | 0 | 0 | 0 | 0 | 0 | 0 | 0 | No
Mass Electric | NE South | South Shore | Plymouth 93 | Abington | 07-93W41 | Abington, Rockland | N | 0 | 0 | 0 | 0 | Other | 0 | No | 0 | 0 | Other | Other | 0 | 0 | 0 | 0 | 0 | 0 | 0 | 0 | 0 | 0 | No
Mass Electric | NE South | South Shore | Plymouth 93 | Abington | 07-93W42 | Abington, Brockton, Whitman | N | 0 | 0 | 0 | 0 | Other | 0 | No | 0 | 0 | Other | Other | 0 | 0 | 0 | 0 | 0 | 0 | 0 | 0 | 0 | 0 | No
Mass Electric | NE South | South Shore | Plymouth 93 | Abington | 07-93W43 | Abington, East Bridgewater, Hanson, Rockland, Whitman | N | 0 | 0 | 0 | 0 | Other | 0 | No | 0 | 0 | Other | Other | 0 | 0 | 0 | 0 | 0 | 0 | 0 | 0 | 0 | 0 | No
Mass Electric | NE South | South Shore | Parkview 94 | Stoughton | 07-94W40 | Brockton, Stoughton | N | 0 | 0 | 0 | 0 | Other | 0 | No | 0 | 0 | Other | Other | 0 | 0 | 0 | 0 | 0 | 0 | 0 | 0 | 0 | 0 | No
Mass Electric | NE South | South Shore | Parkview 94 | Stoughton | 07-94W41 | Avon, Brockton, Stoughton | N | 0 | 0 | 0 | 0 | Other | 0 | No | 0 | 0 | Other | Other | 0 | 0 | 0 | 0 | 0 | 0 | 0 | 0 | 0 | 0 | No
Mass Electric | NE South | South Shore | Parkview 94 | Stoughton | 07-94W42 | Avon, Stoughton | N | 0 | 0 | 0 | 0 | Other | 0 | No | 0 | 0 | Other | Other | 0 | 0 | 0 | 0 | 0 | 0 | 0 | 0 | 0 | 0 | No
Mass Electric | NE South | South Shore | Parkview 94 | Stoughton | 07-94W43 | Brockton, Easton, Stoughton | N | 0 | 0 | 0 | 0 | Other | 0 | No | 0 | 0 | Other | Other | 0 | 0 | 0 | 0 | 0 | 0 | 0 | 0 | 0 | 0 | No
Mass Electric | NE South | South Shore | Parkview 94 | Stoughton | 07-94W44 | Stoughton | N | 0 | 0 | 0 | 0 | Other | 0 | No | 0 | 0 | Other | Other | 0 | 0 | 0 | 0 | 0 | 0 | 0 | 0 | 0 | 0 | No
Mass Electric | NE South | South Shore | Phillips Lane 95 | Hanover | 07-95W1 | Hanover, Norwell | N | 0 | 0 | 0 | 0 | Other | 0 | No | 0 | 0 | Other | Other | 0 | 0 | 0 | 0 | 0 | 0 | 0 | 0 | 0 | 0 | No
Mass Electric | NE South | South Shore | Phillips Lane 95 | Hanover | 07-95W2 | Hanover, Hanson, Pembroke | N | 0 | 0 | 0 | 0 | Other | 0 | No | 0 | 0 | Other | Other | 0 | 0 | 0 | 0 | 0 | 0 | 0 | 0 | 0 | 0 | No
Mass Electric | NE South | South Shore | Phillips Lane 95 | Hanover | 07-95W3 | Hanover, Hanson, Pembroke | N | 0 | 0 | 0 | 0 | Other | 0 | No | 0 | 0 | Other | Other | 0 | 0 | 0 | 0 | 0 | 0 | 0 | 0 | 0 | 0 | No
Mass Electric | NE South | South Shore | Phillips Lane 95 | Hanover | 07-95W4 | Hanover, Norwell, Rockland | N | 0 | 0 | 0 | 0 | Other | 0 | No | 0 | 0 | Other | Other | 0 | 0 | 0 | 0 | 0 | 0 | 0 | 0 | 0 | 0 | No
Mass Electric | NE South | South Shore | Phillips Lane 95 | Hanover | 07-95W5 | Hanover, Norwell | N | 0 | 0 | 0 | 0 | Other | 0 | No | 0 | 0 | Other | Other | 0 | 0 | 0 | 0 | 0 | 0 | 0 | 0 | 0 | 0 | No
Mass Electric | NE South | South Shore | Norwell 96 | Norwell | 07-96W40 | Cohasset, Norwell, Rockland, Scituate | N | 0 | 0 | 0 | 0 | Other | 0 | No | 0 | 0 | Other | Other | 0 | 0 | 0 | 0 | 0 | 0 | 0 | 0 | 0 | 0 | No
Mass Electric | NE South | South Shore | Norwell 96 | Norwell | 07-96W41 | Cohasset, Hingham, Norwell, Scituate | N | 0 | 0 | 0 | 0 | Other | 0 | No | 0 | 0 | Other | Other | 0 | 0 | 0 | 0 | 0 | 0 | 0 | 0 | 0 | 0 | No
Mass Electric | NE South | South Shore | Norwell 96 | Norwell | 07-96W42 | Norwell, Scituate | N | 0 | 0 | 0 | 0 | Other | 0 | No | 0 | 0 | Other | Other | 0 | 0 | 0 | 0 | 0 | 0 | 0 | 0 | 0 | 0 | No
Mass Electric | NE South | South Shore | Norwell 96 | Norwell | 07-96W43 | Norwell, Scituate | N | 0 | 0 | 0 | 0 | Other | 0 | No | 0 | 0 | Other | Other | 0 | 0 | 0 | 0 | 0 | 0 | 0 | 0 | 0 | 0 | No
Mass Electric | NE South | South Shore | Norwell 96 | Norwell | 07-96W44 | Hanover, Norwell | N | 0 | 0 | 0 | 0 | Other | 0 | No | 0 | 0 | Other | Other | 0 | 0 | 0 | 0 | 0 | 0 | 0 | 0 | 0 | 0 | No
Mass Electric | NE South | South Shore | South Randolph 97 | Randolph | 07-97W1 | Randolph | N | 0 | 0 | 0 | 0 | Other | 0 | No | 0 | 0 | Other | Other | 0 | 0 | 0 | 0 | 0 | 0 | 0 | 0 | 0 | 0 | No
Mass Electric | NE South | South Shore | South Randolph 97 | Randolph | 07-97W2 | Canton, Randolph | N | 0 | 0 | 0 | 0 | Other | 0 | No | 0 | 0 | Other | Other | 0 | 0 | 0 | 0 | 0 | 0 | 0 | 0 | 0 | 0 | No
Mass Electric | NE South | South Shore | South Randolph 97 | Randolph | 07-97W3 | Holbrook, Randolph | N | 0 | 0 | 0 | 0 | Other | 0 | No | 0 | 0 | Other | Other | 0 | 0 | 0 | 0 | 0 | 0 | 0 | 0 | 0 | 0 | No
Mass Electric | NE South | South Shore | South Randolph 97 | Randolph | 07-97W4 | Randolph | N | 0 | 0 | 0 | 0 | Other | 0 | No | 0 | 0 | Other | Other | 0 | 0 | 0 | 0 | 0 | 0 | 0 | 0 | 0 | 0 | No
Mass Electric | NE South | South Shore | South Randolph 97 | Randolph | 07-97W5 | Avon, Randolph | N | 0 | 0 | 0 | 0 | Other | 0 | No | 0 | 0 | Other | Other | 0 | 0 | 0 | 0 | 0 | 0 | 0 | 0 | 0 | 0 | No
Mass Electric | NE South | South Shore | Belmont 98 | Brockton | 07-98W10 | Brockton | N | 0 | 0 | 0 | 0 | Other | 0 | No | 0 | 0 | Other | Other | 0 | 0 | 0 | 0 | 0 | 0 | 0 | 0 | 0 | 0 | No
Mass Electric | NE South | South Shore | Belmont 98 | Brockton | 07-98W19 | Brockton, West Bridgewater | N | 0 | 0 | 0 | 0 | Other | 0 | No | 0 | 0 | Other | Other | 0 | 0 | 0 | 0 | 0 | 0 | 0 | 0 | 0 | 0 | No
Mass Electric | NE South | South Shore | Belmont 98 | Brockton | 07-98W44 | Brockton, West Bridgewater | N | 0 | 0 | 0 | 0 | Other | 0 | No | 0 | 0 | Other | Other | 0 | 0 | 0 | 0 | 0 | 0 | 0 | 0 | 0 | 0 | No
Mass Electric | NE South | South Shore | Belmont 98 | Brockton | 07-98W46 | Brockton, Easton, Stoughton | N | 0 | 0 | 0 | 0 | Other | 0 | No | 0 | 0 | Other | Other | 0 | 0 | 0 | 0 | 0 | 0 | 0 | 0 | 0 | 0 | No
Mass Electric | NE South | South Shore | Belmont 98 | Brockton | 07-98W48 | Brockton, Easton | N | 0 | 0 | 0 | 0 | Other | 0 | No | 0 | 0 | Other | Other | 0 | 0 | 0 | 0 | 0 | 0 | 0 | 0 | 0 | 0 | No
Mass Electric | NE South | South Shore | Belmont 98 | Brockton | 07-98W49 | Brockton | N | 0 | 0 | 0 | 0 | Other | 0 | No | 0 | 0 | Other | Other | 0 | 0 | 0 | 0 | 0 | 0 | 0 | 0 | 0 | 0 | No
Mass Electric | NE South | South Shore | North Abington 99 | Abington | 07-99W32 | Abington, Weymouth | N | 0 | 0 | 0 | 0 | Other | 1 | No | 0 | 0 | Other | Other | 0 | 0 | 0 | 0 | 0 | 0 | 0 | 0 | 1 | 0 | No
Mass Electric | NE South | South Shore | North Abington 99 | Abington | 07-99W61 | Abington, Hanover, Rockland | N | 0 | 0 | 0 | 0 | Other | 0 | No | 0 | 0 | Other | Other | 0 | 0 | 0 | 0 | 0 | 0 | 0 | 0 | 0 | 0 | No
Mass Electric | NE South | South Shore | North Abington 99 | Abington | 07-99W62 | Abington | N | 0 | 0 | 0 | 0 | Other | 0 | No | 0 | 0 | Other | Other | 0 | 0 | 0 | 0 | 0 | 0 | 0 | 0 | 0 | 0 | No
Mass Electric | NE South | South Shore | North Abington 99 | Abington | 07-99W63 | Abington, Hingham, Rockland | N | 0 | 0 | 0 | 0 | Other | 1 | No | 0 | 0 | Other | Other | 0 | 0 | 0 | 0 | 0 | 0 | 0 | 0 | 1 | 0 | No
Mass Electric | NE South | South Shore | East Weymouth 9 | Weymouth | 07-9W1 | Weymouth | N | 0 | 0 | 0 | 0 | Other | 0 | No | 0 | 0 | Other | Other | 0 | 0 | 0 | 0 | 0 | 0 | 0 | 0 | 0 | 0 | No
Mass Electric | NE South | South Shore | East Weymouth 9 | Weymouth | 07-9W2 | Hingham, Weymouth | N | 0 | 0 | 0 | 0 | Other | 0 | No | 0 | 0 | Other | Other | 0 | 0 | 0 | 0 | 0 | 0 | 0 | 0 | 0 | 0 | No
Mass Electric | NE North | Western | Palmer 503 | Palmer | 09-0504 | Monson, Palmer | N | 0 | 0 | 0 | 0 | Other | 0 | No | 0 | 0 | Other | Other | 0 | 0 | 0 | 0 | 0 | 0 | 0 | 0 | 0 | 0 | No
Mass Electric | NE North | Western | Brown Street 1 | North Adams | 09-1001W1 | Clarksburg, North Adams, Williamstown | N | 0 | 0 | 0 | 0 | Other | 0 | No | 0 | 0 | Other | Other | 0 | 0 | 0 | 0 | 0 | 0 | 0 | 0 | 0 | 0 | No
Mass Electric | NE North | Western | Adams 21 | Adams | 09-1003 | Adams | N | 0 | 0 | 0 | 0 | Other | 0 | No | 0 | 0 | Other | Other | 0 | 0 | 0 | 0 | 0 | 0 | 0 | 0 | 0 | 0 | No
Mass Electric | NE North | Western | Williamstown 3 | Williamstown | 09-1003W1 | Williamstown | N | 0 | 0 | 0 | 0 | Other | 0 | No | 0 | 0 | Other | Other | 0 | 0 | 0 | 0 | 0 | 0 | 0 | 0 | 0 | 0 | No
Mass Electric | NE North | Western | Williamstown 3 | Williamstown | 09-1003W2 | Hancock, Williamstown | N | 0 | 0 | 0 | 0 | Other | 0 | No | 0 | 0 | Other | Other | 0 | 0 | 0 | 0 | 0 | 0 | 0 | 0 | 0 | 0 | No
Mass Electric | NE North | Western | Adams 21 | Adams | 09-1004 | Adams, North Adams | N | 0 | 0 | 0 | 0 | Other | 0 | No | 0 | 0 | Other | Other | 0 | 0 | 0 | 0 | 0 | 0 | 0 | 0 | 0 | 0 | No
Mass Electric | NE North | Western | Charlemont 7 | Buckland | 09-1007G1 | Buckland, Charlemont, Heath | N | 0 | 0 | 0 | 0 | Other | 0 | No | 0 | 0 | Other | Other | 0 | 0 | 0 | 0 | 0 | 0 | 0 | 0 | 0 | 0 | No
Mass Electric | NE North | Western | Walker Street 15 | North Adams | 09-1015W1 | Clarksburg, Florida, North Adams, Rowe, Savoy | N | 0 | 0 | 0 | 0 | Other | 0 | No | 0 | 0 | Other | Other | 0 | 0 | 0 | 0 | 0 | 0 | 0 | 0 | 0 | 0 | No
Mass Electric | NE North | Western | Walker Street 15 | North Adams | 09-1015W2 | Clarksburg, North Adams | N | 0 | 0 | 0 | 0 | Other | 0 | No | 0 | 0 | Other | Other | 0 | 0 | 0 | 0 | 0 | 0 | 0 | 0 | 0 | 0 | No
Mass Electric | NE North | Western | Bear Swamp 19 - Upper Yard | Rowe | 09-1019W1 | Ashfield, Charlemont, Hawley, Heath, Rowe | N | 0 | 0 | 0 | 0 | Other | 0 | No | 0 | 0 | Other | Other | 0 | 0 | 0 | 0 | 0 | 0 | 0 | 0 | 0 | 0 | No
Mass Electric | NE North | Western | Adams 21 | Adams | 09-1021W1 | Adams, Cheshire, North Adams, Savoy | N | 0 | 0 | 0 | 0 | Other | 0 | No | 0 | 0 | Other | Other | 0 | 0 | 0 | 0 | 0 | 0 | 0 | 0 | 0 | 0 | No
Mass Electric | NE North | Western | Adams 21 | Adams | 09-1021W2 | Adams, Cheshire, Lanesborough, North Adams | N | 0 | 0 | 0 | 0 | Other | 0 | No | 0 | 0 | Other | Other | 0 | 0 | 0 | 0 | 0 | 0 | 0 | 0 | 0 | 0 | No
Mass Electric | NE North | Western | Risingdale 1109 | Great Barrington | 09-1101 | Great Barrington, Stockbridge | N | 0 | 0 | 0 | 0 | Other | 0 | No | 0 | 0 | Other | Other | 0 | 0 | 0 | 0 | 0 | 0 | 0 | 0 | 0 | 0 | No
Mass Electric | NE North | Western | Stockbridge 2 | Stockbridge | 09-1102W1 | Great Barrington, Lee, Stockbridge, West Stockbridge | N | 0 | 0 | 0 | 0 | Other | 0 | No | 0 | 0 | Other | Other | 0 | 0 | 0 | 0 | 0 | 0 | 0 | 0 | 0 | 0 | No
Mass Electric | NE North | Western | Lenox Depot 1103 | Lenox | 09-1103W1 | Lee, Lenox, Richmond, Stockbridge, West Stockbridge | N | 0 | 0 | 0 | 0 | Other | 0 | No | 0 | 0 | Other | Other | 0 | 0 | 0 | 0 | 0 | 0 | 0 | 0 | 0 | 0 | No
Mass Electric | NE North | Western | Lenox Depot 1103 | Lenox | 09-1103W2 | Lenox | N | 0 | 0 | 0 | 0 | Other | 0 | No | 0 | 0 | Other | Other | 0 | 0 | 0 | 0 | 0 | 0 | 0 | 0 | 0 | 0 | No
Mass Electric | NE North | Western | Sheffield 8 | Sheffield | 09-1108W1 | Egremont, Sheffield | N | 0 | 0 | 0 | 0 | Other | 0 | No | 0 | 0 | Other | Other | 0 | 0 | 0 | 0 | 0 | 0 | 0 | 0 | 0 | 0 | No
Mass Electric | NE North | Western | Sheffield 8 | Sheffield | 09-1108W2 | New Marlboro, Sheffield | N | 0 | 0 | 0 | 0 | Other | 0 | No | 0 | 0 | Other | Other | 0 | 0 | 0 | 0 | 0 | 0 | 0 | 0 | 0 | 0 | No
Mass Electric | NE North | Western | Risingdale 9 | Great Barrington | 09-1109W1 | Great Barrington, Monterey, New Marlboro, Sheffield | N | 0 | 0 | 0 | 0 | Other | 0 | No | 0 | 0 | Other | Other | 0 | 0 | 0 | 0 | 0 | 0 | 0 | 0 | 0 | 0 | No
Mass Electric | NE North | Western | Risingdale 9 | Great Barrington | 09-1109W2 | Egremont, Great Barrington, Mount Washington, Sheffield | N | 0 | 0 | 0 | 0 | Other | 0 | No | 0 | 0 | Other | Other | 0 | 0 | 0 | 0 | 0 | 0 | 0 | 0 | 0 | 0 | No
Mass Electric | NE North | Western | Risingdale 9 | Great Barrington | 09-1109W3 | Alford, Egremont, Great Barrington, Stockbridge, West Stockbridge, | N | 0 | 0 | 0 | 0 | Other | 0 | No | 0 | 0 | Other | Other | 0 | 0 | 0 | 0 | 0 | 0 | 0 | 0 | 0 | 0 | No
Mass Electric | NE North | Western | West Hampden 139 | Hampden | 09-139L1 | East Longmeadow, Hampden, Monson | N | 0 | 0 | 0 | 0 | Other | 0 | No | 0 | 0 | Other | Other | 0 | 0 | 0 | 0 | 0 | 0 | 0 | 0 | 0 | 0 | No
Mass Electric | NE North | Western | West Hampden 139 | Hampden | 09-139L3 | Hampden, Wilbraham | N | 0 | 0 | 0 | 0 | Other | 0 | No | 0 | 0 | Other | Other | 0 | 0 | 0 | 0 | 0 | 0 | 0 | 0 | 0 | 0 | No
Mass Electric | NE North | Western | West Hampden 139 | Hampden | 09-139L5 | East Longmeadow, Hampden, Springfield | N | 0 | 0 | 0 | 0 | Other | 0 | No | 0 | 0 | Other | Other | 0 | 0 | 0 | 0 | 0 | 0 | 0 | 0 | 0 | 0 | No
Mass Electric | NE North | Western | Ware 1 501 | Ware | 09-501L1 | Ware, Warren | N | 0 | 0 | 0 | 0 | Other | 0 | No | 0 | 0 | Other | Other | 0 | 0 | 0 | 0 | 0 | 0 | 0 | 0 | 0 | 0 | No
Mass Electric | NE North | Western | Ware 1 501 | Ware | 09-501L2 | Barre, Hardwick, Ware | N | 0 | 0 | 0 | 0 | Other | 0 | No | 0 | 0 | Other | Other | 0 | 0 | 0 | 0 | 0 | 0 | 0 | 0 | 0 | 0 | No
Mass Electric | NE North | Western | Ware 1 501 | Ware | 09-501L4 | Ware | N | 0 | 0 | 0 | 0 | Other | 0 | No | 0 | 0 | Other | Other | 0 | 0 | 0 | 0 | 0 | 0 | 0 | 0 | 0 | 0 | No
Mass Electric | NE North | Western | Palmer 503 | Palmer | 09-503L1 | Monson, Palmer | N | 0 | 0 | 0 | 0 | Other | 0 | No | 0 | 0 | Other | Other | 0 | 0 | 0 | 0 | 0 | 0 | 0 | 0 | 0 | 0 | No
Mass Electric | NE North | Western | Palmer 503 | Palmer | 09-503L2 | Brimfield, Monson, Palmer, Wales, Wilbraham | N | 0 | 0 | 0 | 0 | Other | 0 | No | 0 | 0 | Other | Other | 0 | 0 | 0 | 0 | 0 | 0 | 0 | 0 | 0 | 0 | No
Mass Electric | NE North | Western | Palmer 503 | Palmer | 09-503L4 | Brimfield, Monson, Palmer, Wales | N | 0 | 0 | 0 | 0 | Other | 0 | No | 0 | 0 | Other | Other | 0 | 0 | 0 | 0 | 0 | 0 | 0 | 0 | 0 | 0 | No
Mass Electric | NE North | Western | Wilbraham 507 | Wilbraham | 09-507L1 | Hampden, Monson, Wilbraham | N | 0 | 0 | 0 | 0 | Other | 0 | No | 0 | 0 | Other | Other | 0 | 0 | 0 | 0 | 0 | 0 | 0 | 0 | 0 | 0 | No
Mass Electric | NE North | Western | Wilbraham 507 | Wilbraham | 09-507L2 | Hampden, Wilbraham | N | 0 | 0 | 0 | 0 | Other | 0 | No | 0 | 0 | Other | Other | 0 | 0 | 0 | 0 | 0 | 0 | 0 | 0 | 0 | 0 | No
Mass Electric | NE North | Western | Wilbraham 507 | Wilbraham | 09-507L3 | Wilbraham | N | 0 | 0 | 0 | 0 | Other | 0 | No | 0 | 0 | Other | Other | 0 | 0 | 0 | 0 | 0 | 0 | 0 | 0 | 0 | 0 | No
Mass Electric | NE North | Western | East Longmeadow 508 | East Longmeadow | 09-508L1 | East Longmeadow, Springfield | N | 0 | 0 | 0 | 0 | Other | 0 | No | 0 | 0 | Other | Other | 0 | 0 | 0 | 0 | 0 | 0 | 0 | 0 | 0 | 0 | No
Mass Electric | NE North | Western | East Longmeadow 508 | East Longmeadow | 09-508L2 | East Longmeadow | N | 0 | 0 | 0 | 0 | Other | 0 | No | 0 | 0 | Other | Other | 0 | 0 | 0 | 0 | 0 | 0 | 0 | 0 | 0 | 0 | No
Mass Electric | NE North | Western | East Longmeadow 508 | East Longmeadow | 09-508L4 | East Longmeadow | N | 0 | 0 | 0 | 0 | Other | 0 | No | 0 | 0 | Other | Other | 0 | 0 | 0 | 0 | 0 | 0 | 0 | 0 | 0 | 0 | No
Mass Electric | NE North | Western | East Longmeadow 508 | East Longmeadow | 09-508L5 | East Longmeadow | N | 0 | 0 | 0 | 0 | Other | 0 | No | 0 | 0 | Other | Other | 0 | 0 | 0 | 0 | 0 | 0 | 0 | 0 | 0 | 0 | No
Mass Electric | NE North | Western | Belchertown 509 | Belchertown | 09-509L1 | Belchertown, Granby | N | 0 | 0 | 0 | 0 | Other | 0 | No | 0 | 0 | Other | Other | 0 | 0 | 0 | 0 | 0 | 0 | 0 | 0 | 0 | 0 | No
Mass Electric | NE North | Western | Belchertown 509 | Belchertown | 09-509L2 | Amherst, Belchertown, Ware | N | 0 | 0 | 0 | 0 | Other | 0 | No | 0 | 0 | Other | Other | 0 | 0 | 0 | 0 | 0 | 0 | 0 | 0 | 0 | 0 | No
Mass Electric | NE North | Western | Shearers Corner 514 | Palmer | 09-514L1 | Monson, Palmer | N | 0 | 0 | 0 | 0 | Other | 0 | No | 0 | 0 | Other | Other | 0 | 0 | 0 | 0 | 0 | 0 | 0 | 0 | 0 | 0 | No
Mass Electric | NE North | Western | Little Rest Road 516 | Warren | 09-516L1 | Brimfield, Holland, Wales, Warren | N | 0 | 0 | 0 | 0 | Other | 0 | No | 0 | 0 | Other | Other | 0 | 0 | 0 | 0 | 0 | 0 | 0 | 0 | 0 | 0 | No
Mass Electric | NE North | Western | Little Rest Road 516 | Warren | 09-516L2 | Warren | N | 0 | 0 | 0 | 0 | Other | 0 | No | 0 | 0 | Other | Other | 0 | 0 | 0 | 0 | 0 | 0 | 0 | 0 | 0 | 0 | No
Mass Electric | NE North | Western | Little Rest Road 516 | Warren | 09-516L3 | Brimfield, Palmer, Warren | N | 0 | 0 | 0 | 0 | Other | 0 | No | 0 | 0 | Other | Other | 0 | 0 | 0 | 0 | 0 | 0 | 0 | 0 | 0 | 0 | No
Mass Electric | NE North | Western | Shaker Road 522 | East Longmeadow | 09-522L2 | East Longmeadow | N | 0 | 0 | 0 | 0 | Other | 0 | No | 0 | 0 | Other | Other | 0 | 0 | 0 | 0 | 0 | 0 | 0 | 0 | 0 | 0 | No
Mass Electric | NE North | Western | Shaker Road 522 | East Longmeadow | 09-522L4 | East Longmeadow | N | 0 | 0 | 0 | 0 | Other | 0 | No | 0 | 0 | Other | Other | 0 | 0 | 0 | 0 | 0 | 0 | 0 | 0 | 0 | 0 | No
Mass Electric | NE North | Western | Thorndike 523 | Palmer | 09-523L1 | Belchertown, Monson, Palmer, Wilbraham | N | 0 | 0 | 0 | 0 | Other | 0 | No | 0 | 0 | Other | Other | 0 | 0 | 0 | 0 | 0 | 0 | 0 | 0 | 0 | 0 | No
Mass Electric | NE North | Western | Thorndike 523 | Palmer | 09-523L2 | Belchertown, Palmer, Ware | N | 0 | 0 | 0 | 0 | Other | 0 | No | 0 | 0 | Other | Other | 0 | 0 | 0 | 0 | 0 | 0 | 0 | 0 | 0 | 0 | No
Mass Electric | NE North | Western | Thorndike 523 | Palmer | 09-523L4 | Palmer, Ware | N | 0 | 0 | 0 | 0 | Other | 0 | No | 0 | 0 | Other | Other | 0 | 0 | 0 | 0 | 0 | 0 | 0 | 0 | 0 | 0 | No
Mass Electric | NE North | Western | Five Corners 527 | Granby | 09-527L1 | Belchertown, Chicopee, Granby | N | 0 | 0 | 0 | 0 | Other | 0 | No | 0 | 0 | Other | Other | 0 | 0 | 0 | 0 | 0 | 0 | 0 | 0 | 0 | 0 | No
Mass Electric | NE North | Western | Five Corners 527 | Granby | 09-527L2 | Belchertown, Granby | N | 0 | 0 | 0 | 0 | Other | 0 | No | 0 | 0 | Other | Other | 0 | 0 | 0 | 0 | 0 | 0 | 0 | 0 | 0 | 0 | No
Mass Electric | NE North | Western | Barre 604 | Barre | 09-604W1 | Athol, Barre, New Salem, Petersham, Phillipston | N | 0 | 0 | 0 | 0 | Other | 0 | No | 0 | 0 | Other | Other | 0 | 0 | 0 | 0 | 0 | 0 | 0 | 0 | 0 | 0 | No
Mass Electric | NE North | Western | Barre 604 | Barre | 09-604W2 | Barre | N | 0 | 0 | 0 | 0 | Other | 0 | No | 0 | 0 | Other | Other | 0 | 0 | 0 | 0 | 0 | 0 | 0 | 0 | 0 | 0 | No
Mass Electric | NE North | Western | Barre 604 | Barre | 09-604W3 | Barre | N | 0 | 0 | 0 | 0 | Other | 0 | No | 0 | 0 | Other | Other | 0 | 0 | 0 | 0 | 0 | 0 | 0 | 0 | 0 | 0 | No
Mass Electric | NE North | Western | Barre 604 | Barre | 09-604W4 | Barre, Petersham | N | 0 | 0 | 0 | 0 | Other | 0 | No | 0 | 0 | Other | Other | 0 | 0 | 0 | 0 | 0 | 0 | 0 | 0 | 0 | 0 | No
Mass Electric | NE North | Western | Royalston 701 | Royalston | 09-701J1 | Athol, Phillipston, Royalston, Templeton | N | 0 | 0 | 0 | 0 | Other | 0 | No | 0 | 0 | Other | Other | 0 | 0 | 0 | 0 | 0 | 0 | 0 | 0 | 0 | 0 | No
Mass Electric | NE North | Western | Chestnut Hill 702 | Athol | 09-702W1 | Athol, Petersham, Phillipston, Templeton | N | 0 | 0 | 0 | 0 | Other | 0 | No | 0 | 0 | Other | Other | 0 | 0 | 0 | 0 | 0 | 0 | 0 | 0 | 0 | 0 | No
Mass Electric | NE North | Western | Chestnut Hill 702 | Athol | 09-702W2 | Athol, Orange, Royalston, Warwick | N | 0 | 0 | 0 | 0 | Other | 0 | No | 0 | 0 | Other | Other | 0 | 0 | 0 | 0 | 0 | 0 | 0 | 0 | 0 | 0 | No
Mass Electric | NE North | Western | Chestnut Hill 702 | Athol | 09-702W3 | Athol, New Salem, Orange | N | 0 | 0 | 0 | 0 | Other | 0 | No | 0 | 0 | Other | Other | 0 | 0 | 0 | 0 | 0 | 0 | 0 | 0 | 0 | 0 | No
Mass Electric | NE North | Western | Shutesbury 704 | Shutesbury | 09-704W1 | Amherst, Leverett, New Salem, Shutesbury | N | 0 | 0 | 0 | 0 | Other | 0 | No | 0 | 0 | Other | Other | 0 | 0 | 0 | 0 | 0 | 0 | 0 | 0 | 0 | 0 | No
Mass Electric | NE North | Western | Wendell Depot 705 | Wendell | 09-705W1 | Erving, Shutesbury, Wendell | N | 0 | 0 | 0 | 0 | Other | 0 | No | 0 | 0 | Other | Other | 0 | 0 | 0 | 0 | 0 | 0 | 0 | 0 | 0 | 0 | No
Mass Electric | NE North | Western | Wendell Depot 705 | Wendell | 09-705W2 | Athol, New Salem, Orange, Wendell | N | 0 | 0 | 0 | 0 | Other | 0 | No | 0 | 0 | Other | Other | 0 | 0 | 0 | 0 | 0 | 0 | 0 | 0 | 0 | 0 | No
Mass Electric | NE North | Western | Wendell Depot 705 | Wendell | 09-705W3 | Athol, Erving, Northfield, Orange, Warwick, Wendell | N | 0 | 0 | 0 | 0 | Other | 0 | No | 0 | 0 | Other | Other | 0 | 0 | 0 | 0 | 0 | 0 | 0 | 0 | 0 | 0 | No
Mass Electric | NE North | Western | West Street 901 | Northampton | 09-901W1 | Northampton | N | 0 | 0 | 0 | 0 | Other | 0 | No | 0 | 0 | Other | Other | 0 | 0 | 0 | 0 | 0 | 0 | 0 | 0 | 0 | 0 | No
Mass Electric | NE North | Western | West Street 901 | Northampton | 09-901W2 | Northampton | N | 0 | 0 | 0 | 0 | Other | 0 | No | 0 | 0 | Other | Other | 0 | 0 | 0 | 0 | 0 | 0 | 0 | 0 | 0 | 0 | No
Mass Electric | NE North | Western | West Street 901 | Northampton | 09-901W3 | Easthampton, Northampton | N | 0 | 0 | 0 | 0 | Other | 0 | No | 0 | 0 | Other | Other | 0 | 0 | 0 | 0 | 0 | 0 | 0 | 0 | 0 | 0 | No
Mass Electric | NE North | Western | King Street 5 | Northampton | 09-905W1 | Northampton | N | 0 | 0 | 0 | 0 | Other | 0 | No | 0 | 0 | Other | Other | 0 | 0 | 0 | 0 | 0 | 0 | 0 | 0 | 0 | 0 | No
Mass Electric | NE North | Western | Florence Jct 9 | Northampton | 09-909W1 | Northampton | N | 0 | 0 | 0 | 0 | Other | 0 | No | 0 | 0 | Other | Other | 0 | 0 | 0 | 0 | 0 | 0 | 0 | 0 | 0 | 0 | No
Mass Electric | NE North | Western | Florence Jct 9 | Northampton | 09-909W2 | Northampton | N | 0 | 0 | 0 | 0 | Other | 0 | No | 0 | 0 | Other | Other | 0 | 0 | 0 | 0 | 0 | 0 | 0 | 0 | 0 | 0 | No
Mass Electric | NE North | Western | Florence Jct 9 | Northampton | 09-909W3 | Cummington, Goshen, Hatfield, Northampton, Williamsburg | N | 0 | 0 | 0 | 0 | Other | 0 | No | 0 | 0 | Other | Other | 0 | 0 | 0 | 0 | 0 | 0 | 0 | 0 | 0 | 0 | No
Mass Electric | NE North | Western | Florence Jct 9 | Northampton | 09-909W4 | Northampton, Williamsburg | N | 0 | 0 | 0 | 0 | Other | 0 | No | 0 | 0 | Other | Other | 0 | 0 | 0 | 0 | 0 | 0 | 0 | 0 | 0 | 0 | No
Mass Electric | NE North | Western | West Street 901 | Northampton | 09-S100 | Northampton | N | 0 | 0 | 0 | 0 | Other | 0 | No | 0 | 0 | Other | Other | 0 | 0 | 0 | 0 | 0 | 0 | 0 | 0 | 0 | 0 | No
Mass Electric | NE North | North Shore | Thorndike St 10 | Everett | 12-10C1 | Everett | N | 0 | 0 | 0 | 0 | Other | 0 | No | 0 | 0 | Other | Other | 0 | 0 | 0 | 0 | 0 | 0 | 0 | 0 | 0 | 0 | No
Mass Electric | NE North | North Shore | Thorndike St 10 | Everett | 12-10C2 | Everett | N | 0 | 0 | 0 | 0 | Other | 0 | No | 0 | 0 | Other | Other | 0 | 0 | 0 | 0 | 0 | 0 | 0 | 0 | 0 | 0 | No
Mass Electric | NE North | North Shore | Thorndike St 10 | Everett | 12-10J5 | Everett | N | 0 | 0 | 0 | 0 | Other | 0 | No | 0 | 0 | Other | Other | 0 | 0 | 0 | 0 | 0 | 0 | 0 | 0 | 0 | 0 | No
Mass Electric | NE North | North Shore | Thorndike St 10 | Everett | 12-10J6 | Everett | N | 0 | 0 | 0 | 0 | Other | 0 | No | 0 | 0 | Other | Other | 0 | 0 | 0 | 0 | 0 | 0 | 0 | 0 | 0 | 0 | No
Mass Electric | NE North | North Shore | Thorndike St 10 | Everett | 12-10P3 | Everett | N | 0 | 0 | 0 | 0 | Other | 0 | No | 0 | 0 | Other | Other | 0 | 0 | 0 | 0 | 0 | 0 | 0 | 0 | 0 | 0 | No
Mass Electric | NE North | North Shore | Wellington 11 | Medford | 12-11J1 | Medford | N | 0 | 0 | 0 | 0 | Other | 0 | No | 0 | 0 | Other | Other | 0 | 0 | 0 | 0 | 0 | 0 | 0 | 0 | 0 | 0 | No
Mass Electric | NE North | North Shore | Wellington 11 | Medford | 12-11J13 | Medford | N | 0 | 0 | 0 | 0 | Other | 0 | No | 0 | 0 | Other | Other | 0 | 0 | 0 | 0 | 0 | 0 | 0 | 0 | 0 | 0 | No
Mass Electric | NE North | North Shore | Wellington 11 | Medford | 12-11J2 | Malden, Medford | N | 0 | 0 | 0 | 0 | Other | 0 | No | 0 | 0 | Other | Other | 0 | 0 | 0 | 0 | 0 | 0 | 0 | 0 | 0 | 0 | No
Mass Electric | NE North | North Shore | Wellington 11 | Medford | 12-11J3 | Medford | N | 0 | 0 | 0 | 0 | Other | 0 | No | 0 | 0 | Other | Other | 0 | 0 | 0 | 0 | 0 | 0 | 0 | 0 | 0 | 0 | No
Mass Electric | NE North | North Shore | Wellington 11 | Medford | 12-11J4 | Malden, Medford | N | 0 | 0 | 0 | 0 | Other | 0 | No | 0 | 0 | Other | Other | 0 | 0 | 0 | 0 | 0 | 0 | 0 | 0 | 0 | 0 | No
Mass Electric | NE North | North Shore | Beverly 12 | Beverly | 12-12J2 | Beverly | N | 0 | 0 | 0 | 0 | Other | 0 | No | 0 | 0 | Other | Other | 0 | 0 | 0 | 0 | 0 | 0 | 0 | 0 | 0 | 0 | No
Mass Electric | NE North | North Shore | Beverly 12 | Beverly | 12-12J3 | Beverly | N | 0 | 0 | 0 | 0 | Other | 0 | No | 0 | 0 | Other | Other | 0 | 0 | 0 | 0 | 0 | 0 | 0 | 0 | 0 | 0 | No
Mass Electric | NE North | North Shore | Beverly 12 | Beverly | 12-12J4 | Beverly | N | 0 | 0 | 0 | 0 | Other | 0 | No | 0 | 0 | Other | Other | 0 | 0 | 0 | 0 | 0 | 0 | 0 | 0 | 0 | 0 | No
Mass Electric | NE North | North Shore | Beverly 12 | Beverly | 12-12J5 | Beverly | N | 0 | 0 | 0 | 0 | Other | 0 | No | 0 | 0 | Other | Other | 0 | 0 | 0 | 0 | 0 | 0 | 0 | 0 | 0 | 0 | No
Mass Electric | NE North | North Shore | Beverly 12 | Beverly | 12-12J6 | Beverly | N | 0 | 0 | 0 | 0 | Other | 0 | No | 0 | 0 | Other | Other | 0 | 0 | 0 | 0 | 0 | 0 | 0 | 0 | 0 | 0 | No
Mass Electric | NE North | North Shore | Beverly 12 | Beverly | 12-12J7 | Beverly | N | 0 | 0 | 0 | 0 | Other | 0 | No | 0 | 0 | Other | Other | 0 | 0 | 0 | 0 | 0 | 0 | 0 | 0 | 0 | 0 | No
Mass Electric | NE North | North Shore | Granite 12 | Lynn | 12-12J902 | Lynn | N | 0 | 0 | 0 | 0 | Other | 0 | No | 0 | 0 | Other | Other | 0 | 0 | 0 | 0 | 0 | 0 | 0 | 0 | 0 | 0 | No
Mass Electric | NE North | North Shore | Granite 12 | Lynn | 12-12J903 | Lynn | N | 0 | 0 | 0 | 0 | Other | 0 | No | 0 | 0 | Other | Other | 0 | 0 | 0 | 0 | 0 | 0 | 0 | 0 | 0 | 0 | No
Mass Electric | NE North | North Shore | Granite 12 | Lynn | 12-12J904 | Lynn | N | 0 | 0 | 0 | 0 | Other | 0 | No | 0 | 0 | Other | Other | 0 | 0 | 0 | 0 | 0 | 0 | 0 | 0 | 0 | 0 | No
Mass Electric | NE North | North Shore | Beverly 12 | Beverly | 12-12L2 | Beverly | N | 0 | 0 | 0 | 0 | Other | 0 | No | 0 | 0 | Other | Other | 0 | 0 | 0 | 0 | 0 | 0 | 0 | 0 | 0 | 0 | No
Mass Electric | NE North | North Shore | Beverly 12 | Beverly | 12-12L4 | Beverly | N | 0 | 0 | 0 | 0 | Other | 0 | No | 0 | 0 | Other | Other | 0 | 0 | 0 | 0 | 0 | 0 | 0 | 0 | 0 | 0 | No
Mass Electric | NE North | North Shore | Beverly 12 | Beverly | 12-12L6 | Beverly | N | 0 | 0 | 0 | 0 | Other | 0 | No | 0 | 0 | Other | Other | 0 | 0 | 0 | 0 | 0 | 0 | 0 | 0 | 0 | 0 | No
Mass Electric | NE North | North Shore | Lynn 21 | Lynn | 12-1381 | Lynn, Swampscott | N | 0 | 0 | 0 | 0 | Other | 0 | No | 0 | 0 | Other | Other | 0 | 0 | 0 | 0 | 0 | 0 | 0 | 0 | 0 | 0 | No
Mass Electric | NE North | North Shore | Lynn 21 | Lynn | 12-1382 | Lynn, Swampscott | N | 0 | 0 | 0 | 0 | Other | 0 | No | 0 | 0 | Other | Other | 0 | 0 | 0 | 0 | 0 | 0 | 0 | 0 | 0 | 0 | No
Mass Electric | NE North | North Shore | Lynn 21 | Lynn | 12-1386 | Lynn | N | 0 | 0 | 0 | 0 | Other | 0 | No | 0 | 0 | Other | Other | 0 | 0 | 0 | 0 | 0 | 0 | 0 | 0 | 0 | 0 | No
Mass Electric | NE North | North Shore | Lynn 21 | Lynn | 12-1387 | Lynn | N | 0 | 0 | 0 | 0 | Other | 0 | No | 0 | 0 | Other | Other | 0 | 0 | 0 | 0 | 0 | 0 | 0 | 0 | 0 | 0 | No
Mass Electric | NE North | North Shore | Lynn 21 | Lynn | 12-1391 | Lynn, Nahant | N | 0 | 0 | 0 | 0 | Other | 0 | No | 0 | 0 | Other | Other | 0 | 0 | 0 | 0 | 0 | 0 | 0 | 0 | 0 | 0 | No
Mass Electric | NE North | North Shore | Lynn 21 | Lynn | 12-1393 | Lynn | Y | 0 | 0 | 0 | 0 | Other | 0 | No | 0 | 0 | Other | Other | 0 | 0 | 0 | 0 | 0 | 0 | 0 | 0 | 0 | 0 | No
Mass Electric | NE North | North Shore | Lynn 21 | Lynn | 12-1394 | Lynn, Nahant | N | 0 | 0 | 0 | 0 | Other | 0 | No | 0 | 0 | Other | Other | 0 | 0 | 0 | 0 | 0 | 0 | 0 | 0 | 0 | 0 | No
Mass Electric | NE North | North Shore | Kent 13 | Saugus | 12-13J1 | Saugus | N | 0 | 0 | 0 | 0 | Other | 0 | No | 0 | 0 | Other | Other | 0 | 0 | 0 | 0 | 0 | 0 | 0 | 0 | 0 | 0 | No
Mass Electric | NE North | North Shore | Kent 13 | Saugus | 12-13J2 | Saugus | N | 0 | 0 | 0 | 0 | Other | 0 | No | 0 | 0 | Other | Other | 0 | 0 | 0 | 0 | 0 | 0 | 0 | 0 | 0 | 0 | No
Mass Electric | NE North | North Shore | Kent 13 | Saugus | 12-13J3 | Saugus | N | 0 | 0 | 0 | 0 | Other | 0 | No | 0 | 0 | Other | Other | 0 | 0 | 0 | 0 | 0 | 0 | 0 | 0 | 0 | 0 | No
Mass Electric | NE North | North Shore | Maplewood 16 | Malden | 12-16J1 | Malden | N | 0 | 0 | 0 | 0 | Other | 0 | No | 0 | 0 | Other | Other | 0 | 0 | 0 | 0 | 0 | 0 | 0 | 0 | 0 | 0 | No
Mass Electric | NE North | North Shore | Maplewood 16 | Malden | 12-16J2 | Malden | N | 0 | 0 | 0 | 0 | Other | 0 | No | 0 | 0 | Other | Other | 0 | 0 | 0 | 0 | 0 | 0 | 0 | 0 | 0 | 0 | No
Mass Electric | NE North | North Shore | Maplewood 16 | Malden | 12-16J3 | Malden | N | 0 | 0 | 0 | 0 | Other | 0 | No | 0 | 0 | Other | Other | 0 | 0 | 0 | 0 | 0 | 0 | 0 | 0 | 0 | 0 | No
Mass Electric | NE North | North Shore | Maplewood 16 | Malden | 12-16J4 | Malden | N | 0 | 0 | 0 | 0 | Other | 0 | No | 0 | 0 | Other | Other | 0 | 0 | 0 | 0 | 0 | 0 | 0 | 0 | 0 | 0 | No
Mass Electric | NE North | North Shore | Maplewood 16 | Malden | 12-16J5 | Malden | N | 0 | 0 | 0 | 0 | Other | 0 | No | 0 | 0 | Other | Other | 0 | 0 | 0 | 0 | 0 | 0 | 0 | 0 | 0 | 0 | No
Mass Electric | NE North | North Shore | Maplewood 16 | Malden | 12-16W1 | Malden, Revere, Saugus | N | 0 | 0 | 0 | 0 | Other | 0 | No | 0 | 0 | Other | Other | 0 | 0 | 0 | 0 | 0 | 0 | 0 | 0 | 0 | 0 | No
Mass Electric | NE North | North Shore | Maplewood 16 | Malden | 12-16W2 | Everett, Malden | N | 0 | 0 | 0 | 0 | Other | 0 | No | 0 | 0 | Other | Other | 0 | 0 | 0 | 0 | 0 | 0 | 0 | 0 | 0 | 0 | No
Mass Electric | NE North | North Shore | Maplewood 16 | Malden | 12-16W3 | Malden, Melrose, Revere, Saugus | N | 0 | 0 | 0 | 0 | Other | 0 | No | 0 | 0 | Other | Other | 0 | 0 | 0 | 0 | 0 | 0 | 0 | 0 | 0 | 0 | No
Mass Electric | NE North | North Shore | Maplewood 16 | Malden | 12-16W4 | Malden, Revere | N | 0 | 0 | 0 | 0 | Other | 0 | No | 0 | 0 | Other | Other | 0 | 0 | 0 | 0 | 0 | 0 | 0 | 0 | 0 | 0 | No
Mass Electric | NE North | North Shore | Maplewood 16 | Malden | 12-16W5 | Everett, Malden | N | 0 | 0 | 0 | 0 | Other | 0 | No | 0 | 0 | Other | Other | 0 | 0 | 0 | 0 | 0 | 0 | 0 | 0 | 0 | 0 | No
Mass Electric | NE North | North Shore | Maplewood 16 | Malden | 12-16W6 | Malden, Melrose | N | 0 | 0 | 0 | 0 | Other | 0 | No | 0 | 0 | Other | Other | 0 | 0 | 0 | 0 | 0 | 0 | 0 | 0 | 0 | 0 | No
Mass Electric | NE North | North Shore | Maplewood 16 | Malden | 12-16W7 | Everett, Malden, Revere | N | 0 | 0 | 0 | 0 | Other | 0 | No | 0 | 0 | Other | Other | 0 | 0 | 0 | 0 | 0 | 0 | 0 | 0 | 0 | 0 | No
Mass Electric | NE North | North Shore | Maplewood 16 | Malden | 12-16W8 | Everett, Malden, Revere | N | 0 | 0 | 0 | 0 | Other | 0 | No | 0 | 0 | Other | Other | 0 | 0 | 0 | 0 | 0 | 0 | 0 | 0 | 0 | 0 | No
Mass Electric | NE North | North Shore | West Medford 17 | Medford | 12-17J1 | Medford | N | 0 | 0 | 0 | 0 | Other | 0 | No | 0 | 0 | Other | Other | 0 | 0 | 0 | 0 | 0 | 0 | 0 | 0 | 0 | 0 | No
Mass Electric | NE North | North Shore | West Medford 17 | Medford | 12-17J2 | Medford | N | 0 | 0 | 0 | 0 | Other | 0 | No | 0 | 0 | Other | Other | 0 | 0 | 0 | 0 | 0 | 0 | 0 | 0 | 0 | 0 | No
Mass Electric | NE North | North Shore | West Medford 17 | Medford | 12-17J3 | Medford | N | 0 | 0 | 0 | 0 | Other | 0 | No | 0 | 0 | Other | Other | 0 | 0 | 0 | 0 | 0 | 0 | 0 | 0 | 0 | 0 | No
Mass Electric | NE North | North Shore | West Medford 17 | Medford | 12-17J4 | Medford, Somerville | N | 0 | 0 | 0 | 0 | Other | 0 | No | 0 | 0 | Other | Other | 0 | 0 | 0 | 0 | 0 | 0 | 0 | 0 | 0 | 0 | No
Mass Electric | NE North | North Shore | West Medford 17 | Medford | 12-17J5 | Medford | N | 0 | 0 | 0 | 0 | Other | 0 | No | 0 | 0 | Other | Other | 0 | 0 | 0 | 0 | 0 | 0 | 0 | 0 | 0 | 0 | No
Mass Electric | NE North | North Shore | West Medford 17 | Medford | 12-17J6 | Medford, Winchester | N | 0 | 0 | 0 | 0 | Other | 0 | No | 0 | 0 | Other | Other | 0 | 0 | 0 | 0 | 0 | 0 | 0 | 0 | 0 | 0 | No
Mass Electric | NE North | North Shore | North Beverly 18 | Beverly | 12-18J1 | Beverly | N | 0 | 0 | 0 | 0 | Other | 0 | No | 0 | 0 | Other | Other | 0 | 0 | 0 | 0 | 0 | 0 | 0 | 0 | 0 | 0 | No
Mass Electric | NE North | North Shore | North Beverly 18 | Beverly | 12-18J3 | Beverly | N | 0 | 0 | 0 | 0 | Other | 0 | No | 0 | 0 | Other | Other | 0 | 0 | 0 | 0 | 0 | 0 | 0 | 0 | 0 | 0 | No
Mass Electric | NE North | North Shore | North Beverly 18 | Beverly | 12-18J4 | Beverly | N | 0 | 0 | 0 | 0 | Other | 0 | No | 0 | 0 | Other | Other | 0 | 0 | 0 | 0 | 0 | 0 | 0 | 0 | 0 | 0 | No
Mass Electric | NE North | North Shore | North Beverly 18 | Beverly | 12-18L1 | Beverly, Wenham | N | 0 | 0 | 0 | 0 | Other | 0 | No | 0 | 0 | Other | Other | 0 | 0 | 0 | 0 | 0 | 0 | 0 | 0 | 0 | 0 | No
Mass Electric | NE North | North Shore | North Beverly 18 | Beverly | 12-18L2 | Beverly, Hamilton, Wenham | N | 0 | 0 | 0 | 0 | Other | 0 | No | 0 | 0 | Other | Other | 0 | 0 | 0 | 0 | 0 | 0 | 0 | 0 | 0 | 0 | No
Mass Electric | NE North | North Shore | Turnpike 19 | Lynnfield | 12-19W1 | Lynn, Lynnfield, Saugus | N | 0 | 0 | 0 | 0 | Other | 0 | No | 0 | 0 | Other | Other | 0 | 0 | 0 | 0 | 0 | 0 | 0 | 0 | 0 | 0 | No
Mass Electric | NE North | North Shore | Turnpike 19 | Lynnfield | 12-19W2 | Lynnfield, Saugus | N | 0 | 0 | 0 | 0 | Other | 0 | No | 0 | 0 | Other | Other | 0 | 0 | 0 | 0 | 0 | 0 | 0 | 0 | 0 | 0 | No
Mass Electric | NE North | North Shore | Salem 1 Peabody St | Salem | 12-1J1 | Salem | N | 0 | 0 | 0 | 0 | Other | 0 | No | 0 | 0 | Other | Other | 0 | 0 | 0 | 0 | 0 | 0 | 0 | 0 | 0 | 0 | No
Mass Electric | NE North | North Shore | Salem 1 Peabody St | Salem | 12-1J10 | Salem | N | 0 | 0 | 0 | 0 | Other | 0 | No | 0 | 0 | Other | Other | 0 | 0 | 0 | 0 | 0 | 0 | 0 | 0 | 0 | 0 | No
Mass Electric | NE North | North Shore | Salem 1 Peabody St | Salem | 12-1J12 | Salem | N | 0 | 0 | 0 | 0 | Other | 0 | No | 0 | 0 | Other | Other | 0 | 0 | 0 | 0 | 0 | 0 | 0 | 0 | 0 | 0 | No
Mass Electric | NE North | North Shore | Salem 1 Peabody St | Salem | 12-1J15 | Salem | N | 0 | 0 | 0 | 0 | Other | 0 | No | 0 | 0 | Other | Other | 0 | 0 | 0 | 0 | 0 | 0 | 0 | 0 | 0 | 0 | No
Mass Electric | NE North | North Shore | Salem 1 Peabody St | Salem | 12-1J2 | Salem | N | 0 | 0 | 0 | 0 | Other | 0 | No | 0 | 0 | Other | Other | 0 | 0 | 0 | 0 | 0 | 0 | 0 | 0 | 0 | 0 | No
Mass Electric | NE North | North Shore | Salem 1 Peabody St | Salem | 12-1J3 | Salem | N | 0 | 0 | 0 | 0 | Other | 0 | No | 0 | 0 | Other | Other | 0 | 0 | 0 | 0 | 0 | 0 | 0 | 0 | 0 | 0 | No
Mass Electric | NE North | North Shore | Salem 1 Peabody St | Salem | 12-1J4 | Salem | N | 0 | 0 | 0 | 0 | Other | 0 | No | 0 | 0 | Other | Other | 0 | 0 | 0 | 0 | 0 | 0 | 0 | 0 | 0 | 0 | No
Mass Electric | NE North | North Shore | Salem 1 Peabody St | Salem | 12-1J5 | Salem | N | 0 | 0 | 0 | 0 | Other | 0 | No | 0 | 0 | Other | Other | 0 | 0 | 0 | 0 | 0 | 0 | 0 | 0 | 0 | 0 | No
Mass Electric | NE North | North Shore | Salem 1 Peabody St | Salem | 12-1J6 | Salem | N | 0 | 0 | 0 | 0 | Other | 0 | No | 0 | 0 | Other | Other | 0 | 0 | 0 | 0 | 0 | 0 | 0 | 0 | 0 | 0 | No
Mass Electric | NE North | North Shore | Salem 1 Peabody St | Salem | 12-1J7 | Salem, | N | 0 | 0 | 0 | 0 | Other | 0 | No | 0 | 0 | Other | Other | 0 | 0 | 0 | 0 | 0 | 0 | 0 | 0 | 0 | 0 | No
Mass Electric | NE North | North Shore | Humphrey 1 | Swampscott | 12-1J901 | Lynn, Swampscott | N | 0 | 0 | 0 | 0 | Other | 0 | No | 0 | 0 | Other | Other | 0 | 0 | 0 | 0 | 0 | 0 | 0 | 0 | 0 | 0 | No
Mass Electric | NE North | North Shore | Humphrey 1 | Swampscott | 12-1J902 | Swampscott | N | 0 | 0 | 0 | 0 | Other | 0 | No | 0 | 0 | Other | Other | 0 | 0 | 0 | 0 | 0 | 0 | 0 | 0 | 0 | 0 | No
Mass Electric | NE North | North Shore | Humphrey 1 | Swampscott | 12-1J903 | Swampscott | N | 0 | 0 | 0 | 0 | Other | 0 | No | 0 | 0 | Other | Other | 0 | 0 | 0 | 0 | 0 | 0 | 0 | 0 | 0 | 0 | No
Mass Electric | NE North | North Shore | Humphrey 1 | Swampscott | 12-1J904 | Swampscott | N | 0 | 0 | 0 | 0 | Other | 0 | No | 0 | 0 | Other | Other | 0 | 0 | 0 | 0 | 0 | 0 | 0 | 0 | 0 | 0 | No
Mass Electric | NE North | North Shore | Lynn 21 | Lynn | 12-21J21 | Lynn, Nahant | N | 0 | 0 | 0 | 0 | Other | 0 | No | 0 | 0 | Other | Other | 0 | 0 | 0 | 0 | 0 | 0 | 0 | 0 | 0 | 0 | No
Mass Electric | NE North | North Shore | Lynn 21 | Lynn | 12-21J22 | Lynn | N | 0 | 0 | 0 | 0 | Other | 0 | No | 0 | 0 | Other | Other | 0 | 0 | 0 | 0 | 0 | 0 | 0 | 0 | 0 | 0 | No
Mass Electric | NE North | North Shore | Lynn 21 | Lynn | 12-21J23 | Lynn | N | 0 | 0 | 0 | 0 | Other | 0 | No | 0 | 0 | Other | Other | 0 | 0 | 0 | 0 | 0 | 0 | 0 | 0 | 0 | 0 | No
Mass Electric | NE North | North Shore | Lynn 21 | Lynn | 12-21J24 | Lynn | N | 0 | 0 | 0 | 0 | Other | 0 | No | 0 | 0 | Other | Other | 0 | 0 | 0 | 0 | 0 | 0 | 0 | 0 | 0 | 0 | No
Mass Electric | NE North | North Shore | Lynn 21 | Lynn | 12-21J25 | Lynn | N | 0 | 0 | 0 | 0 | Other | 0 | No | 0 | 0 | Other | Other | 0 | 0 | 0 | 0 | 0 | 0 | 0 | 0 | 0 | 0 | No
Mass Electric | NE North | North Shore | Lynn 21 | Lynn | 12-21J27 | Lynn | N | 0 | 0 | 0 | 0 | Other | 0 | No | 0 | 0 | Other | Other | 0 | 0 | 0 | 0 | 0 | 0 | 0 | 0 | 0 | 0 | No
Mass Electric | NE North | North Shore | Lynn 21 | Lynn | 12-21J28 | Lynn | N | 0 | 0 | 0 | 0 | Other | 0 | No | 0 | 0 | Other | Other | 0 | 0 | 0 | 0 | 0 | 0 | 0 | 0 | 0 | 0 | No
Mass Electric | NE North | North Shore | Lynn 21 | Lynn | 12-21J29 | Lynn | N | 0 | 0 | 0 | 0 | Other | 0 | No | 0 | 0 | Other | Other | 0 | 0 | 0 | 0 | 0 | 0 | 0 | 0 | 0 | 0 | No
Mass Electric | NE North | North Shore | Lynn 21 | Lynn | 12-21J30 | Lynn | N | 0 | 0 | 0 | 0 | Other | 0 | No | 0 | 0 | Other | Other | 0 | 0 | 0 | 0 | 0 | 0 | 0 | 0 | 0 | 0 | No
Mass Electric | NE North | North Shore | Lynn 21 | Lynn | 12-21J32 | Lynn | N | 0 | 0 | 0 | 0 | Other | 0 | No | 0 | 0 | Other | Other | 0 | 0 | 0 | 0 | 0 | 0 | 0 | 0 | 0 | 0 | No
Mass Electric | NE North | North Shore | Lynn 21 | Lynn | 12-21J33 | Lynn | N | 0 | 0 | 0 | 0 | Other | 0 | No | 0 | 0 | Other | Other | 0 | 0 | 0 | 0 | 0 | 0 | 0 | 0 | 0 | 0 | No
Mass Electric | NE North | North Shore | Lynn 21 | Lynn | 12-21J34 | Lynn | N | 0 | 0 | 0 | 0 | Other | 0 | No | 0 | 0 | Other | Other | 0 | 0 | 0 | 0 | 0 | 0 | 0 | 0 | 0 | 0 | No
Mass Electric | NE North | North Shore | Lynn 21 | Lynn | 12-21J35 | Lynn | N | 0 | 0 | 0 | 0 | Other | 0 | No | 0 | 0 | Other | Other | 0 | 0 | 0 | 0 | 0 | 0 | 0 | 0 | 0 | 0 | No
Mass Electric | NE North | North Shore | Lynn 21 | Lynn | 12-21J37 | Lynn | N | 0 | 0 | 0 | 0 | Other | 0 | No | 0 | 0 | Other | Other | 0 | 0 | 0 | 0 | 0 | 0 | 0 | 0 | 0 | 0 | No
Mass Electric | NE North | North Shore | Lynn 21 | Lynn | 12-21J41 | Lynn | N | 0 | 0 | 0 | 0 | Other | 0 | No | 0 | 0 | Other | Other | 0 | 0 | 0 | 0 | 0 | 0 | 0 | 0 | 0 | 0 | No
Mass Electric | NE North | North Shore | Winthrop 22 | Winthrop | 12-22J1 | Winthrop | N | 0 | 0 | 0 | 0 | Other | 0 | No | 0 | 0 | Other | Other | 0 | 0 | 0 | 0 | 0 | 0 | 0 | 0 | 0 | 0 | No
Mass Electric | NE North | North Shore | Winthrop 22 | Winthrop | 12-22J2 | Winthrop | N | 0 | 0 | 0 | 0 | Other | 0 | No | 0 | 0 | Other | Other | 0 | 0 | 0 | 0 | 0 | 0 | 0 | 0 | 0 | 0 | No
Mass Electric | NE North | North Shore | Winthrop 22 | Winthrop | 12-22J3 | Winthrop | N | 0 | 0 | 0 | 0 | Other | 0 | No | 0 | 0 | Other | Other | 0 | 0 | 0 | 0 | 0 | 0 | 0 | 0 | 0 | 0 | No
Mass Electric | NE North | North Shore | Winthrop 22 | Winthrop | 12-22J4 | Winthrop | N | 0 | 0 | 0 | 0 | Other | 0 | No | 0 | 0 | Other | Other | 0 | 0 | 0 | 0 | 0 | 0 | 0 | 0 | 0 | 0 | No
Mass Electric | NE North | North Shore | Winthrop 22 | Winthrop | 12-22J5 | Revere, Winthrop | N | 0 | 0 | 0 | 0 | Other | 0 | No | 0 | 0 | Other | Other | 0 | 0 | 0 | 0 | 0 | 0 | 0 | 0 | 0 | 0 | No
Mass Electric | NE North | North Shore | Winthrop 22 | Winthrop | 12-22J6 | Winthrop | N | 0 | 0 | 0 | 0 | Other | 0 | No | 0 | 0 | Other | Other | 0 | 0 | 0 | 0 | 0 | 0 | 0 | 0 | 0 | 0 | No
Mass Electric | NE North | North Shore | Winthrop 22 | Winthrop | 12-22J7 | Winthrop | N | 0 | 0 | 0 | 0 | Other | 0 | No | 0 | 0 | Other | Other | 0 | 0 | 0 | 0 | 0 | 0 | 0 | 0 | 0 | 0 | No
Mass Electric | NE North | North Shore | Swampscott 22 | Swampscott | 12-22W1 | Swampscott | N | 0 | 0 | 0 | 0 | Other | 0 | No | 0 | 0 | Other | Other | 0 | 0 | 0 | 0 | 0 | 0 | 0 | 0 | 0 | 0 | No
Mass Electric | NE North | North Shore | Swampscott 22 | Swampscott | 12-22W2 | Lynn, Swampscott | N | 0 | 0 | 0 | 0 | Other | 0 | No | 0 | 0 | Other | Other | 0 | 0 | 0 | 0 | 0 | 0 | 0 | 0 | 0 | 0 | No
Mass Electric | NE North | North Shore | Swampscott 22 | Swampscott | 12-22W3 | Swampscott | N | 0 | 0 | 0 | 0 | Other | 0 | No | 0 | 0 | Other | Other | 0 | 0 | 0 | 0 | 0 | 0 | 0 | 0 | 0 | 0 | No
Mass Electric | NE North | North Shore | Swampscott 22 | Swampscott | 12-22W5 | Winthrop | N | 0 | 0 | 0 | 0 | Other | 0 | No | 0 | 0 | Other | Other | 0 | 0 | 0 | 0 | 0 | 0 | 0 | 0 | 0 | 0 | No
Mass Electric | NE North | North Shore | West Salem 29 | Salem | 12-2302E | Lynn, Peabody, Salem | N | 0 | 0 | 0 | 0 | Other | 0 | No | 0 | 0 | Other | Other | 0 | 0 | 0 | 0 | 0 | 0 | 0 | 0 | 0 | 0 | No
Mass Electric | NE North | North Shore | Melrose 2 | Melrose | 12-2304 | Malden, Melrose | N | 0 | 0 | 0 | 0 | Other | 0 | No | 0 | 0 | Other | Other | 0 | 0 | 0 | 0 | 0 | 0 | 0 | 0 | 0 | 0 | No
Mass Electric | NE North | North Shore | Lynn 21 | Lynn | 12-2305 | Lynn, Revere | N | 0 | 0 | 0 | 0 | Other | 0 | No | 0 | 0 | Other | Other | 0 | 0 | 0 | 0 | 0 | 0 | 0 | 0 | 0 | 0 | No
Mass Electric | NE North | North Shore | Revere 7 | Revere | 12-2306 | Everett, Revere | N | 0 | 0 | 0 | 0 | Other | 0 | No | 0 | 0 | Other | Other | 0 | 0 | 0 | 0 | 0 | 0 | 0 | 0 | 0 | 0 | No
Mass Electric | NE North | North Shore | Malden 5 | Malden | 12-2307 | Everett, Malden, Revere | N | 0 | 0 | 0 | 0 | Other | 0 | No | 0 | 0 | Other | Other | 0 | 0 | 0 | 0 | 0 | 0 | 0 | 0 | 0 | 0 | No
Mass Electric | NE North | North Shore | Malden 5 | Malden | 12-2308 | Everett | N | 0 | 0 | 0 | 0 | Other | 0 | No | 0 | 0 | Other | Other | 0 | 0 | 0 | 0 | 0 | 0 | 0 | 0 | 0 | 0 | No
Mass Electric | NE North | North Shore | Everett 37 | Everett | 12-2310 | Everett | N | 0 | 0 | 0 | 0 | Other | 0 | No | 0 | 0 | Other | Other | 0 | 0 | 0 | 0 | 0 | 0 | 0 | 0 | 0 | 0 | No
Mass Electric | NE North | North Shore | Wellington 11 | Medford | 12-2314 | Malden, Medford | N | 0 | 0 | 0 | 0 | Other | 0 | No | 0 | 0 | Other | Other | 0 | 0 | 0 | 0 | 0 | 0 | 0 | 0 | 0 | 0 | No
Mass Electric | NE North | North Shore | Malden 5 | Malden | 12-2316 | Malden | N | 0 | 0 | 0 | 0 | Other | 0 | No | 0 | 0 | Other | Other | 0 | 0 | 0 | 0 | 0 | 0 | 0 | 0 | 0 | 0 | No
Mass Electric | NE North | North Shore | Balch Street 72 | Beverly | 12-2318 | Beverly | N | 0 | 0 | 0 | 0 | Other | 0 | No | 0 | 0 | Other | Other | 0 | 0 | 0 | 0 | 0 | 0 | 0 | 0 | 0 | 0 | No
Mass Electric | NE North | North Shore | Beverly 12 | Beverly | 12-2320 | Beverly, Salem | N | 0 | 0 | 0 | 0 | Other | 0 | No | 0 | 0 | Other | Other | 0 | 0 | 0 | 0 | 0 | 0 | 0 | 0 | 0 | 0 | No
Mass Electric | NE North | North Shore | Beverly 12 | Beverly | 12-2321 | Beverly, Salem | N | 0 | 0 | 0 | 0 | Other | 0 | No | 0 | 0 | Other | Other | 0 | 0 | 0 | 0 | 0 | 0 | 0 | 0 | 0 | 0 | No
Mass Electric | NE North | North Shore | Gloucester 24 | Gloucester | 12-2327 | Gloucester | N | 0 | 0 | 0 | 0 | Other | 0 | No | 0 | 0 | Other | Other | 0 | 0 | 0 | 0 | 0 | 0 | 0 | 0 | 0 | 0 | No
Mass Electric | NE North | North Shore | Wellington 11 | Medford | 12-2333 | Malden, Medford | N | 0 | 0 | 0 | 0 | Other | 0 | No | 0 | 0 | Other | Other | 0 | 0 | 0 | 0 | 0 | 0 | 0 | 0 | 0 | 0 | No
Mass Electric | NE North | North Shore | Melrose 2 | Melrose | 12-2335 | Malden, Melrose | Y | 0 | 0 | 0 | 0 | Other | 0 | No | 0 | 0 | Other | Other | 0 | 0 | 0 | 0 | 0 | 0 | 0 | 0 | 0 | 0 | No
Mass Electric | NE North | North Shore | Thorndike St 10 | Everett | 12-2337 | Everett | N | 0 | 0 | 0 | 0 | Other | 0 | No | 0 | 0 | Other | Other | 0 | 0 | 0 | 0 | 0 | 0 | 0 | 0 | 0 | 0 | No
Mass Electric | NE North | North Shore | Thorndike St 10 | Everett | 12-2338 | Everett, | N | 0 | 0 | 0 | 0 | Other | 0 | No | 0 | 0 | Other | Other | 0 | 0 | 0 | 0 | 0 | 0 | 0 | 0 | 0 | 0 | No
Mass Electric | NE North | North Shore | Lynn 21 | Lynn | 12-2340 | Lynn, Revere | N | 0 | 0 | 0 | 0 | Other | 0 | No | 0 | 0 | Other | Other | 0 | 0 | 0 | 0 | 0 | 0 | 0 | 0 | 0 | 0 | No
Mass Electric | NE North | North Shore | Thorndike St 10 | Everett | 12-2341-2132 | Everett | N | 0 | 0 | 0 | 0 | Other | 0 | No | 0 | 0 | Other | Other | 0 | 0 | 0 | 0 | 0 | 0 | 0 | 0 | 0 | 0 | No
Mass Electric | NE North | North Shore | Malden 5 | Malden | 12-2342 | Malden | N | 0 | 0 | 0 | 0 | Other | 0 | No | 0 | 0 | Other | Other | 0 | 0 | 0 | 0 | 0 | 0 | 0 | 0 | 0 | 0 | No
Mass Electric | NE North | North Shore | Salem 1 Peabody St | Salem | 12-2343 | Salem | N | 0 | 0 | 0 | 0 | Other | 0 | No | 0 | 0 | Other | Other | 0 | 0 | 0 | 0 | 0 | 0 | 0 | 0 | 0 | 0 | No
Mass Electric | NE North | North Shore | Wellington 11 | Medford | 12-2344 | Malden, Medford | N | 0 | 0 | 0 | 0 | Other | 0 | No | 0 | 0 | Other | Other | 0 | 0 | 0 | 0 | 0 | 0 | 0 | 0 | 0 | 0 | No
Mass Electric | NE North | North Shore | Thorndike St 10 | Everett | 12-2346 | Everett | Y | 0 | 0 | 0 | 0 | Other | 0 | No | 0 | 0 | Other | Other | 0 | 0 | 0 | 0 | 0 | 0 | 0 | 0 | 0 | 0 | No
Mass Electric | NE North | North Shore | Salem | Salem | 12-2349 | Salem | N | 0 | 0 | 0 | 0 | Other | 0 | No | 0 | 0 | Other | Other | 0 | 0 | 0 | 0 | 0 | 0 | 0 | 0 | 0 | 0 | No
Mass Electric | NE North | North Shore | Revere 7 | Revere | 12-2350 | Revere, Winthrop | N | 0 | 0 | 0 | 0 | Other | 0 | No | 0 | 0 | Other | Other | 0 | 0 | 0 | 0 | 0 | 0 | 0 | 0 | 0 | 0 | No
Mass Electric | NE North | North Shore | Melrose 4 | Melrose | 12-2359 | Malden, Melrose | N | 0 | 0 | 0 | 0 | Other | 0 | No | 0 | 0 | Other | Other | 0 | 0 | 0 | 0 | 0 | 0 | 0 | 0 | 0 | 0 | No
Mass Electric | NE North | North Shore | Gloucester 24 | Gloucester | 12-2364 | Gloucester, Rockport | N | 0 | 0 | 0 | 0 | Other | 0 | No | 0 | 0 | Other | Other | 0 | 0 | 0 | 0 | 0 | 0 | 0 | 0 | 0 | 0 | No
Mass Electric | NE North | North Shore | Railyard 49 | Salem | 12-2370 | Salem, Swampscott | N | 0 | 0 | 0 | 0 | Other | 0 | No | 0 | 0 | Other | Other | 0 | 0 | 0 | 0 | 0 | 0 | 0 | 0 | 0 | 0 | No
Mass Electric | NE North | North Shore | Everett 37 | Everett | 12-2397 | Everett, Medford | N | 0 | 0 | 0 | 0 | Other | 0 | No | 0 | 0 | Other | Other | 0 | 0 | 0 | 0 | 0 | 0 | 0 | 0 | 0 | 0 | No
Mass Electric | NE North | North Shore | Manchester 23 | Manchester | 12-23H1 | Manchester | N | 0 | 0 | 0 | 0 | Other | 0 | No | 0 | 0 | Other | Other | 0 | 0 | 0 | 0 | 0 | 0 | 0 | 0 | 0 | 0 | No
Mass Electric | NE North | North Shore | Manchester 23 | Manchester | 12-23H2 | Manchester | N | 0 | 0 | 0 | 0 | Other | 0 | No | 0 | 0 | Other | Other | 0 | 0 | 0 | 0 | 0 | 0 | 0 | 0 | 0 | 0 | No
Mass Electric | NE North | North Shore | Manchester 23 | Manchester | 12-23H3 | Manchester | N | 0 | 0 | 0 | 0 | Other | 0 | No | 0 | 0 | Other | Other | 0 | 0 | 0 | 0 | 0 | 0 | 0 | 0 | 0 | 0 | No
Mass Electric | NE North | North Shore | Manchester 23 | Manchester | 12-23H4 | Manchester | N | 0 | 0 | 0 | 0 | Other | 0 | No | 0 | 0 | Other | Other | 0 | 0 | 0 | 0 | 0 | 0 | 0 | 0 | 0 | 0 | No
Mass Electric | NE North | North Shore | Saugus 23 | Saugus | 12-23W1 | Saugus | N | 0 | 0 | 0 | 0 | Other | 0 | No | 0 | 0 | Other | Other | 0 | 0 | 0 | 0 | 0 | 0 | 0 | 0 | 0 | 0 | No
Mass Electric | NE North | North Shore | Saugus 23 | Saugus | 12-23W2 | Saugus | N | 0 | 0 | 0 | 0 | Other | 0 | No | 0 | 0 | Other | Other | 0 | 0 | 0 | 0 | 0 | 0 | 0 | 0 | 0 | 0 | No
Mass Electric | NE North | North Shore | Saugus 23 | Saugus | 12-23W3 | Saugus | N | 0 | 0 | 0 | 0 | Other | 0 | No | 0 | 0 | Other | Other | 0 | 0 | 0 | 0 | 0 | 0 | 0 | 0 | 0 | 0 | No
Mass Electric | NE North | North Shore | Everett 37 | Everett | 12-2400 | Everett, Malden, Medford | N | 0 | 0 | 0 | 0 | Other | 0 | No | 0 | 0 | Other | Other | 0 | 0 | 0 | 0 | 0 | 0 | 0 | 0 | 0 | 0 | No
Mass Electric | NE North | North Shore | Thorndike St 10 | Everett | 12-2401 | Everett | N | 0 | 0 | 0 | 0 | Other | 0 | No | 0 | 0 | Other | Other | 0 | 0 | 0 | 0 | 0 | 0 | 0 | 0 | 0 | 0 | No
Mass Electric | NE North | North Shore | Revere 7 | Revere | 12-2402 | Revere, Winthrop | N | 0 | 0 | 0 | 0 | Other | 0 | No | 0 | 0 | Other | Other | 0 | 0 | 0 | 0 | 0 | 0 | 0 | 0 | 0 | 0 | No
Mass Electric | NE North | North Shore | Gloucester 24 | Gloucester | 12-24J1 | Gloucester | N | 0 | 0 | 0 | 0 | Other | 0 | No | 0 | 0 | Other | Other | 0 | 0 | 0 | 0 | 0 | 0 | 0 | 0 | 0 | 0 | No
Mass Electric | NE North | North Shore | Gloucester 24 | Gloucester | 12-24J10 | Gloucester | N | 0 | 0 | 0 | 0 | Other | 0 | No | 0 | 0 | Other | Other | 0 | 0 | 0 | 0 | 0 | 0 | 0 | 0 | 0 | 0 | No
Mass Electric | NE North | North Shore | Gloucester 24 | Gloucester | 12-24J11 | Gloucester | N | 0 | 0 | 0 | 0 | Other | 0 | No | 0 | 0 | Other | Other | 0 | 0 | 0 | 0 | 0 | 0 | 0 | 0 | 0 | 0 | No
Mass Electric | NE North | North Shore | Gloucester 24 | Gloucester | 12-24J2 | Gloucester | N | 0 | 0 | 0 | 0 | Other | 0 | No | 0 | 0 | Other | Other | 0 | 0 | 0 | 0 | 0 | 0 | 0 | 0 | 0 | 0 | No
Mass Electric | NE North | North Shore | Gloucester 24 | Gloucester | 12-24J4 | Gloucester | N | 0 | 0 | 0 | 0 | Other | 0 | No | 0 | 0 | Other | Other | 0 | 0 | 0 | 0 | 0 | 0 | 0 | 0 | 0 | 0 | No
Mass Electric | NE North | North Shore | Gloucester 24 | Gloucester | 12-24J5 | Gloucester | N | 0 | 0 | 0 | 0 | Other | 0 | No | 0 | 0 | Other | Other | 0 | 0 | 0 | 0 | 0 | 0 | 0 | 0 | 0 | 0 | No
Mass Electric | NE North | North Shore | Gloucester 24 | Gloucester | 12-24J6 | Gloucester | N | 0 | 0 | 0 | 0 | Other | 0 | No | 0 | 0 | Other | Other | 0 | 0 | 0 | 0 | 0 | 0 | 0 | 0 | 0 | 0 | No
Mass Electric | NE North | North Shore | Gloucester 24 | Gloucester | 12-24J7 | Gloucester | Y | 0 | 0 | 0 | 0 | Other | 0 | No | 0 | 0 | Other | Other | 0 | 0 | 0 | 0 | 0 | 0 | 0 | 0 | 0 | 0 | No
Mass Electric | NE North | North Shore | Gloucester 24 | Gloucester | 12-24J8 | Gloucester | N | 0 | 0 | 0 | 0 | Other | 0 | No | 0 | 0 | Other | Other | 0 | 0 | 0 | 0 | 0 | 0 | 0 | 0 | 0 | 0 | No
Mass Electric | NE North | North Shore | Gloucester 24 | Gloucester | 12-24J9 | Gloucester | N | 0 | 0 | 0 | 0 | Other | 0 | No | 0 | 0 | Other | Other | 0 | 0 | 0 | 0 | 0 | 0 | 0 | 0 | 0 | 0 | No
Mass Electric | NE North | North Shore | Quinn 24 | Lynn | 12-24W1 | Lynn | N | 0 | 0 | 0 | 0 | Other | 0 | No | 0 | 0 | Other | Other | 0 | 0 | 0 | 0 | 0 | 0 | 0 | 0 | 0 | 0 | No
Mass Electric | NE North | North Shore | Quinn 24 | Lynn | 12-24W2 | Lynn | N | 0 | 0 | 0 | 0 | Other | 0 | No | 0 | 0 | Other | Other | 0 | 0 | 0 | 0 | 0 | 0 | 0 | 0 | 0 | 0 | No
Mass Electric | NE North | North Shore | Melrose 25 | Melrose | 12-25W1 | Melrose, Saugus | N | 0 | 0 | 0 | 0 | Other | 0 | No | 0 | 0 | Other | Other | 0 | 0 | 0 | 0 | 0 | 0 | 0 | 0 | 0 | 0 | No
Mass Electric | NE North | North Shore | Melrose 25 | Melrose | 12-25W2 | Melrose, Saugus | N | 0 | 0 | 0 | 0 | Other | 0 | No | 0 | 0 | Other | Other | 0 | 0 | 0 | 0 | 0 | 0 | 0 | 0 | 0 | 0 | No
Mass Electric | NE North | North Shore | Melrose 25 | Melrose | 12-25W3 | Melrose, Saugus | N | 0 | 0 | 0 | 0 | Other | 0 | No | 0 | 0 | Other | Other | 0 | 0 | 0 | 0 | 0 | 0 | 0 | 0 | 0 | 0 | No
Mass Electric | NE North | North Shore | Melrose 25 | Melrose | 12-25W4 | Melrose, Stoneham, Wakefield | N | 0 | 0 | 0 | 0 | Other | 0 | No | 0 | 0 | Other | Other | 0 | 0 | 0 | 0 | 0 | 0 | 0 | 0 | 0 | 0 | No
Mass Electric | NE North | North Shore | Melrose 25 | Melrose | 12-25W5 | Melrose | N | 0 | 0 | 0 | 0 | Other | 0 | No | 0 | 0 | Other | Other | 0 | 0 | 0 | 0 | 0 | 0 | 0 | 0 | 0 | 0 | No
Mass Electric | NE North | North Shore | Topsfield 26 | Topsfield | 12-26L1 | Ipswich, Topsfield | N | 0 | 0 | 0 | 0 | Other | 0 | No | 0 | 0 | Other | Other | 0 | 0 | 0 | 0 | 0 | 0 | 0 | 0 | 0 | 0 | No
Mass Electric | NE North | North Shore | West Gloucester 28 | Gloucester | 12-28L2 | Gloucester, Manchester | N | 0 | 0 | 0 | 0 | Other | 0 | No | 0 | 0 | Other | Other | 0 | 0 | 0 | 0 | 0 | 0 | 0 | 0 | 0 | 0 | No
Mass Electric | NE North | North Shore | West Salem 29 | Salem | 12-29W1 | Lynn, Salem, Saugus | N | 0 | 0 | 0 | 0 | Other | 0 | No | 0 | 0 | Other | Other | 0 | 0 | 0 | 0 | 0 | 0 | 0 | 0 | 0 | 0 | No
Mass Electric | NE North | North Shore | West Salem 29 | Salem | 12-29W2 | Salem | N | 0 | 0 | 0 | 0 | Other | 0 | No | 0 | 0 | Other | Other | 0 | 0 | 0 | 0 | 0 | 0 | 0 | 0 | 0 | 0 | No
Mass Electric | NE North | North Shore | West Salem 29 | Salem | 12-29W3 | Lynn, Salem | N | 0 | 0 | 0 | 0 | Other | 0 | No | 0 | 0 | Other | Other | 0 | 0 | 0 | 0 | 0 | 0 | 0 | 0 | 0 | 0 | No
Mass Electric | NE North | North Shore | West Salem 29 | Salem | 12-29W4 | Lynn, Salem, Swampscott | N | 0 | 0 | 0 | 0 | Other | 0 | No | 0 | 0 | Other | Other | 0 | 0 | 0 | 0 | 0 | 0 | 0 | 0 | 0 | 0 | No
Mass Electric | NE North | North Shore | West Salem 29 | Salem | 12-29W5 | Lynn, Salem | N | 0 | 0 | 0 | 0 | Other | 0 | No | 0 | 0 | Other | Other | 0 | 0 | 0 | 0 | 0 | 0 | 0 | 0 | 0 | 0 | No
Mass Electric | NE North | North Shore | West Salem 29 | Salem | 12-29W6 | Salem, Swampscott | N | 0 | 0 | 0 | 0 | Other | 0 | No | 0 | 0 | Other | Other | 0 | 0 | 0 | 0 | 0 | 0 | 0 | 0 | 0 | 0 | No
Mass Electric | NE North | North Shore | Burrill 2 | Swampscott | 12-2J1 | Lynn, Swampscott | N | 0 | 0 | 0 | 0 | Other | 0 | No | 0 | 0 | Other | Other | 0 | 0 | 0 | 0 | 0 | 0 | 0 | 0 | 0 | 0 | No
Mass Electric | NE North | North Shore | Burrill 2 | Swampscott | 12-2J2 | Lynn, Swampscott | N | 0 | 0 | 0 | 0 | Other | 0 | No | 0 | 0 | Other | Other | 0 | 0 | 0 | 0 | 0 | 0 | 0 | 0 | 0 | 0 | No
Mass Electric | NE North | North Shore | Salem 2 Valley St | Salem | 12-2W1 | Salem | N | 0 | 0 | 0 | 0 | Other | 0 | No | 0 | 0 | Other | Other | 0 | 0 | 0 | 0 | 0 | 0 | 0 | 0 | 0 | 0 | No
Mass Electric | NE North | North Shore | Salem 2 Valley St | Salem | 12-2W2 | Salem | N | 0 | 0 | 0 | 0 | Other | 0 | No | 0 | 0 | Other | Other | 0 | 0 | 0 | 0 | 0 | 0 | 0 | 0 | 0 | 0 | No
Mass Electric | NE North | North Shore | Revere Beach 35 | Revere | 12-35J1 | Revere | N | 0 | 0 | 0 | 0 | Other | 0 | No | 0 | 0 | Other | Other | 0 | 0 | 0 | 0 | 0 | 0 | 0 | 0 | 0 | 0 | No
Mass Electric | NE North | North Shore | Revere Beach 35 | Revere | 12-35J2 | Revere | N | 0 | 0 | 0 | 0 | Other | 0 | No | 0 | 0 | Other | Other | 0 | 0 | 0 | 0 | 0 | 0 | 0 | 0 | 0 | 0 | No
Mass Electric | NE North | North Shore | Revere Beach 35 | Revere | 12-35J3 | Revere | N | 0 | 0 | 0 | 0 | Other | 0 | No | 0 | 0 | Other | Other | 0 | 0 | 0 | 0 | 0 | 0 | 0 | 0 | 0 | 0 | No
Mass Electric | NE North | North Shore | Revere Beach 35 | Revere | 12-35J4 | Revere | N | 0 | 0 | 0 | 0 | Other | 0 | No | 0 | 0 | Other | Other | 0 | 0 | 0 | 0 | 0 | 0 | 0 | 0 | 0 | 0 | No
Mass Electric | NE North | North Shore | Everett 37 | Everett | 12-37J1 | Everett, Malden | N | 0 | 0 | 0 | 0 | Other | 0 | No | 0 | 0 | Other | Other | 0 | 0 | 0 | 0 | 0 | 0 | 0 | 0 | 0 | 0 | No
Mass Electric | NE North | North Shore | Everett 37 | Everett | 12-37J2 | Everett, Malden | N | 0 | 0 | 0 | 0 | Other | 0 | No | 0 | 0 | Other | Other | 0 | 0 | 0 | 0 | 0 | 0 | 0 | 0 | 0 | 0 | No
Mass Electric | NE North | North Shore | Everett 37 | Everett | 12-37J3 | Everett, Malden | N | 0 | 0 | 0 | 0 | Other | 0 | No | 0 | 0 | Other | Other | 0 | 0 | 0 | 0 | 0 | 0 | 0 | 0 | 0 | 0 | No
Mass Electric | NE North | North Shore | Everett 37 | Everett | 12-37J4 | Everett, Malden | N | 0 | 0 | 0 | 0 | Other | 0 | No | 0 | 0 | Other | Other | 0 | 0 | 0 | 0 | 0 | 0 | 0 | 0 | 0 | 0 | No
Mass Electric | NE North | North Shore | Everett 37 | Everett | 12-37W1 | Everett, Malden, Medford | N | 0 | 0 | 0 | 0 | Other | 0 | No | 0 | 0 | Other | Other | 0 | 0 | 0 | 0 | 0 | 0 | 0 | 0 | 0 | 0 | No
Mass Electric | NE North | North Shore | Everett 37 | Everett | 12-37W10 | Everett, Malden | N | 0 | 0 | 0 | 0 | Other | 0 | No | 0 | 0 | Other | Other | 0 | 0 | 0 | 0 | 0 | 0 | 0 | 0 | 0 | 0 | No
Mass Electric | NE North | North Shore | Everett 37 | Everett | 12-37W2 | Everett, Malden, Medford | N | 0 | 0 | 0 | 0 | Other | 0 | No | 0 | 0 | Other | Other | 0 | 0 | 0 | 0 | 0 | 0 | 0 | 0 | 0 | 0 | No
Mass Electric | NE North | North Shore | Everett 37 | Everett | 12-37W3 | Malden, Medford | N | 0 | 0 | 0 | 0 | Other | 0 | No | 0 | 0 | Other | Other | 0 | 0 | 0 | 0 | 0 | 0 | 0 | 0 | 0 | 0 | No
Mass Electric | NE North | North Shore | Everett 37 | Everett | 12-37W4 | Malden, Medford | N | 0 | 0 | 0 | 0 | Other | 0 | No | 0 | 0 | Other | Other | 0 | 0 | 0 | 0 | 0 | 0 | 0 | 0 | 0 | 0 | No
Mass Electric | NE North | North Shore | Everett 37 | Everett | 12-37W5 | Malden, Medford, Somerville | N | 0 | 0 | 0 | 0 | Other | 0 | No | 0 | 0 | Other | Other | 0 | 0 | 0 | 0 | 0 | 0 | 0 | 0 | 0 | 0 | No
Mass Electric | NE North | North Shore | Everett 37 | Everett | 12-37W6 | Everett | N | 0 | 0 | 0 | 0 | Other | 0 | No | 0 | 0 | Other | Other | 0 | 0 | 0 | 0 | 0 | 0 | 0 | 0 | 0 | 0 | No
Mass Electric | NE North | North Shore | Everett 37 | Everett | 12-37W7 | Everett, Malden | N | 0 | 0 | 0 | 0 | Other | 0 | No | 0 | 0 | Other | Other | 0 | 0 | 0 | 0 | 0 | 0 | 0 | 0 | 0 | 0 | No
Mass Electric | NE North | North Shore | Everett 37 | Everett | 12-37W8 | Malden | N | 0 | 0 | 0 | 0 | Other | 0 | No | 0 | 0 | Other | Other | 0 | 0 | 0 | 0 | 0 | 0 | 0 | 0 | 0 | 0 | No
Mass Electric | NE North | North Shore | Everett 37 | Everett | 12-37W9 | Everett, Malden | N | 0 | 0 | 0 | 0 | Other | 0 | No | 0 | 0 | Other | Other | 0 | 0 | 0 | 0 | 0 | 0 | 0 | 0 | 0 | 0 | No
Mass Electric | NE North | North Shore | Salem 3 Boston St | Salem | 12-3J1 | Salem | N | 0 | 0 | 0 | 0 | Other | 0 | No | 0 | 0 | Other | Other | 0 | 0 | 0 | 0 | 0 | 0 | 0 | 0 | 0 | 0 | No
Mass Electric | NE North | North Shore | Salem 3 Boston St | Salem | 12-3J2 | Salem | N | 0 | 0 | 0 | 0 | Other | 0 | No | 0 | 0 | Other | Other | 0 | 0 | 0 | 0 | 0 | 0 | 0 | 0 | 0 | 0 | No
Mass Electric | NE North | North Shore | Salem 3 Boston St | Salem | 12-3J3 | Salem | N | 0 | 0 | 0 | 0 | Other | 0 | No | 0 | 0 | Other | Other | 0 | 0 | 0 | 0 | 0 | 0 | 0 | 0 | 0 | 0 | No
Mass Electric | NE North | North Shore | Salem 3 Boston St | Salem | 12-3J4 | Salem | N | 0 | 0 | 0 | 0 | Other | 0 | No | 0 | 0 | Other | Other | 0 | 0 | 0 | 0 | 0 | 0 | 0 | 0 | 0 | 0 | No
Mass Electric | NE North | North Shore | Salem 3 Boston St | Salem | 12-3J5 | Salem | N | 0 | 0 | 0 | 0 | Other | 0 | No | 0 | 0 | Other | Other | 0 | 0 | 0 | 0 | 0 | 0 | 0 | 0 | 0 | 0 | No
Mass Electric | NE North | North Shore | Salem 3 Boston St | Salem | 12-3J6 | Salem | N | 0 | 0 | 0 | 0 | Other | 0 | No | 0 | 0 | Other | Other | 0 | 0 | 0 | 0 | 0 | 0 | 0 | 0 | 0 | 0 | No
Mass Electric | NE North | North Shore | Fayette 3 | Lynn | 12-3J901 | Lynn | N | 0 | 0 | 0 | 0 | Other | 0 | No | 0 | 0 | Other | Other | 0 | 0 | 0 | 0 | 0 | 0 | 0 | 0 | 0 | 0 | No
Mass Electric | NE North | North Shore | Fayette 3 | Lynn | 12-3J903 | Lynn | N | 0 | 0 | 0 | 0 | Other | 0 | No | 0 | 0 | Other | Other | 0 | 0 | 0 | 0 | 0 | 0 | 0 | 0 | 0 | 0 | No
Mass Electric | NE North | North Shore | Rockport 40 | Rockport | 12-40J1 | Rockport | N | 0 | 0 | 0 | 0 | Other | 0 | No | 0 | 0 | Other | Other | 0 | 0 | 0 | 0 | 0 | 0 | 0 | 0 | 0 | 0 | No
Mass Electric | NE North | North Shore | Rockport 40 | Rockport | 12-40J2 | Rockport | N | 0 | 0 | 0 | 0 | Other | 0 | No | 0 | 0 | Other | Other | 0 | 0 | 0 | 0 | 0 | 0 | 0 | 0 | 0 | 0 | No
Mass Electric | NE North | North Shore | Rockport 40 | Rockport | 12-40J3 | Rockport | N | 0 | 0 | 0 | 0 | Other | 0 | No | 0 | 0 | Other | Other | 0 | 0 | 0 | 0 | 0 | 0 | 0 | 0 | 0 | 0 | No
Mass Electric | NE North | North Shore | Rockport 40 | Rockport | 12-40J4 | Rockport | N | 0 | 0 | 0 | 0 | Other | 0 | No | 0 | 0 | Other | Other | 0 | 0 | 0 | 0 | 0 | 0 | 0 | 0 | 0 | 0 | No
Mass Electric | NE North | North Shore | Rockport 40 | Rockport | 12-40L1 | Rockport | N | 0 | 0 | 0 | 0 | Other | 0 | No | 0 | 0 | Other | Other | 0 | 0 | 0 | 0 | 0 | 0 | 0 | 0 | 0 | 0 | No
Mass Electric | NE North | North Shore | Railyard 49 | Salem | 12-49W2 | Salem | N | 0 | 0 | 0 | 0 | Other | 0 | No | 0 | 0 | Other | Other | 0 | 0 | 0 | 0 | 0 | 0 | 0 | 0 | 0 | 0 | No
Mass Electric | NE North | North Shore | Railyard 49 | Salem | 12-49W4 | Salem, Swampscott | N | 0 | 0 | 0 | 0 | Other | 0 | No | 0 | 0 | Other | Other | 0 | 0 | 0 | 0 | 0 | 0 | 0 | 0 | 0 | 0 | No
Mass Electric | NE North | North Shore | Railyard 49 | Salem | 12-49W6 | Salem | N | 0 | 0 | 0 | 0 | Other | 0 | No | 0 | 0 | Other | Other | 0 | 0 | 0 | 0 | 0 | 0 | 0 | 0 | 0 | 0 | No
Mass Electric | NE North | North Shore | Melrose 4 | Melrose | 12-4C1 | Malden, Melrose | N | 0 | 0 | 0 | 0 | Other | 0 | No | 0 | 0 | Other | Other | 0 | 0 | 0 | 0 | 0 | 0 | 0 | 0 | 0 | 0 | No
Mass Electric | NE North | North Shore | Melrose 4 | Melrose | 12-4C3 | Melrose | N | 0 | 0 | 0 | 0 | Other | 0 | No | 0 | 0 | Other | Other | 0 | 0 | 0 | 0 | 0 | 0 | 0 | 0 | 0 | 0 | No
Mass Electric | NE North | North Shore | Melrose 4 | Melrose | 12-4C4 | Melrose | N | 0 | 0 | 0 | 0 | Other | 0 | No | 0 | 0 | Other | Other | 0 | 0 | 0 | 0 | 0 | 0 | 0 | 0 | 0 | 0 | No
Mass Electric | NE North | North Shore | Melrose 4 | Melrose | 12-4C5 | Melrose | N | 0 | 0 | 0 | 0 | Other | 0 | No | 0 | 0 | Other | Other | 0 | 0 | 0 | 0 | 0 | 0 | 0 | 0 | 0 | 0 | No
Mass Electric | NE North | North Shore | Melrose 4 | Melrose | 12-4C6 | Melrose | N | 0 | 0 | 0 | 0 | Other | 0 | No | 0 | 0 | Other | Other | 0 | 0 | 0 | 0 | 0 | 0 | 0 | 0 | 0 | 0 | No
Mass Electric | NE North | North Shore | Western 4 | Lynn | 12-4J2 | Lynn | N | 0 | 0 | 0 | 0 | Other | 0 | No | 0 | 0 | Other | Other | 0 | 0 | 0 | 0 | 0 | 0 | 0 | 0 | 0 | 0 | No
Mass Electric | NE North | North Shore | Melrose 4 | Melrose | 12-4J7 | Melrose | N | 0 | 0 | 0 | 0 | Other | 0 | No | 0 | 0 | Other | Other | 0 | 0 | 0 | 0 | 0 | 0 | 0 | 0 | 0 | 0 | No
Mass Electric | NE North | North Shore | Melrose 4 | Melrose | 12-4J8 | Melrose | N | 0 | 0 | 0 | 0 | Other | 0 | No | 0 | 0 | Other | Other | 0 | 0 | 0 | 0 | 0 | 0 | 0 | 0 | 0 | 0 | No
Mass Electric | NE North | North Shore | East Beverly 51 | Beverly | 12-51L1 | Beverly | N | 0 | 0 | 0 | 0 | Other | 0 | No | 0 | 0 | Other | Other | 0 | 0 | 0 | 0 | 0 | 0 | 0 | 0 | 0 | 0 | No
Mass Electric | NE North | North Shore | East Beverly 51 | Beverly | 12-51L2 | Beverly | N | 0 | 0 | 0 | 0 | Other | 0 | No | 0 | 0 | Other | Other | 0 | 0 | 0 | 0 | 0 | 0 | 0 | 0 | 0 | 0 | No
Mass Electric | NE North | North Shore | East Beverly 51 | Beverly | 12-51L3 | Beverly, Hamilton, Wenham | N | 0 | 0 | 0 | 0 | Other | 0 | No | 0 | 0 | Other | Other | 0 | 0 | 0 | 0 | 0 | 0 | 0 | 0 | 0 | 0 | No
Mass Electric | NE North | North Shore | East Beverly 51 | Beverly | 12-51T1 | Beverly, Essex, Gloucester, Hamilton, Manchester, Wenham | N | 0 | 0 | 0 | 0 | Other | 0 | No | 0 | 0 | Other | Other | 0 | 0 | 0 | 0 | 0 | 0 | 0 | 0 | 0 | 0 | No
Mass Electric | NE North | North Shore | East Beverly 51 | Beverly | 12-51T2 | Beverly, Essex, Gloucester, Hamilton, Ipswich, Wenham | N | 0 | 0 | 0 | 0 | Other | 0 | No | 0 | 0 | Other | Other | 0 | 0 | 0 | 0 | 0 | 0 | 0 | 0 | 0 | 0 | No
Mass Electric | NE North | North Shore | East Beverly 51 | Beverly | 12-51T3 | Beverly, Gloucester, Manchester, Rockport | N | 0 | 0 | 0 | 0 | Other | 0 | No | 0 | 0 | Other | Other | 0 | 0 | 0 | 0 | 0 | 0 | 0 | 0 | 0 | 0 | No
Mass Electric | NE North | North Shore | Riverdale 52 | Gloucester | 12-52J1 | Gloucester | N | 0 | 0 | 0 | 0 | Other | 0 | No | 0 | 0 | Other | Other | 0 | 0 | 0 | 0 | 0 | 0 | 0 | 0 | 0 | 0 | No
Mass Electric | NE North | North Shore | Riverdale 52 | Gloucester | 12-52J2 | Gloucester | N | 0 | 0 | 0 | 0 | Other | 0 | No | 0 | 0 | Other | Other | 0 | 0 | 0 | 0 | 0 | 0 | 0 | 0 | 0 | 0 | No
Mass Electric | NE North | North Shore | Riverdale 52 | Gloucester | 12-52L1 | Gloucester, Rockport | N | 0 | 0 | 0 | 0 | Other | 0 | No | 0 | 0 | Other | Other | 0 | 0 | 0 | 0 | 0 | 0 | 0 | 0 | 0 | 0 | No
Mass Electric | NE North | North Shore | Malden 5 | Malden | 12-5C1 | Malden, Medford | N | 0 | 0 | 0 | 0 | Other | 0 | No | 0 | 0 | Other | Other | 0 | 0 | 0 | 0 | 0 | 0 | 0 | 0 | 0 | 0 | No
Mass Electric | NE North | North Shore | Malden 5 | Malden | 12-5C2 | Malden | N | 0 | 0 | 0 | 0 | Other | 0 | No | 0 | 0 | Other | Other | 0 | 0 | 0 | 0 | 0 | 0 | 0 | 0 | 0 | 0 | No
Mass Electric | NE North | North Shore | Malden 5 | Malden | 12-5C3 | Malden | N | 0 | 0 | 0 | 0 | Other | 0 | No | 0 | 0 | Other | Other | 0 | 0 | 0 | 0 | 0 | 0 | 0 | 0 | 0 | 0 | No
Mass Electric | NE North | North Shore | Malden 5 | Malden | 12-5C5 | Malden | N | 0 | 0 | 0 | 0 | Other | 0 | No | 0 | 0 | Other | Other | 0 | 0 | 0 | 0 | 0 | 0 | 0 | 0 | 0 | 0 | No
Mass Electric | NE North | North Shore | Malden 5 | Malden | 12-5C6 | Malden | N | 0 | 0 | 0 | 0 | Other | 0 | No | 0 | 0 | Other | Other | 0 | 0 | 0 | 0 | 0 | 0 | 0 | 0 | 0 | 0 | No
Mass Electric | NE North | North Shore | Malden 5 | Malden | 12-5C7 | Malden | N | 0 | 0 | 0 | 0 | Other | 0 | No | 0 | 0 | Other | Other | 0 | 0 | 0 | 0 | 0 | 0 | 0 | 0 | 0 | 0 | No
Mass Electric | NE North | North Shore | Malden 5 | Malden | 12-5C8 | Malden | N | 0 | 0 | 0 | 0 | Other | 0 | No | 0 | 0 | Other | Other | 0 | 0 | 0 | 0 | 0 | 0 | 0 | 0 | 0 | 0 | No
Mass Electric | NE North | North Shore | Malden 5 | Malden | 12-5J10 | Malden | N | 0 | 0 | 0 | 0 | Other | 0 | No | 0 | 0 | Other | Other | 0 | 0 | 0 | 0 | 0 | 0 | 0 | 0 | 0 | 0 | No
Mass Electric | NE North | North Shore | Malden 5 | Malden | 12-5J11 | Malden, Medford | N | 0 | 0 | 0 | 0 | Other | 0 | No | 0 | 0 | Other | Other | 0 | 0 | 0 | 0 | 0 | 0 | 0 | 0 | 0 | 0 | No
Mass Electric | NE North | North Shore | Malden 5 | Malden | 12-5J9 | Malden | N | 0 | 0 | 0 | 0 | Other | 0 | No | 0 | 0 | Other | Other | 0 | 0 | 0 | 0 | 0 | 0 | 0 | 0 | 0 | 0 | No
Mass Electric | NE North | North Shore | Codding Ave 64 | Medford | 12-64J1 | Medford | N | 0 | 0 | 0 | 0 | Other | 0 | No | 0 | 0 | Other | Other | 0 | 0 | 0 | 0 | 0 | 0 | 0 | 0 | 0 | 0 | No
Mass Electric | NE North | North Shore | Codding Ave 64 | Medford | 12-64J2 | Medford | N | 0 | 0 | 0 | 0 | Other | 0 | No | 0 | 0 | Other | Other | 0 | 0 | 0 | 0 | 0 | 0 | 0 | 0 | 0 | 0 | No
Mass Electric | NE North | North Shore | Codding Ave 64 | Medford | 12-64J3 | Medford | N | 0 | 0 | 0 | 0 | Other | 0 | No | 0 | 0 | Other | Other | 0 | 0 | 0 | 0 | 0 | 0 | 0 | 0 | 0 | 0 | No
Mass Electric | NE North | North Shore | Codding Ave 64 | Medford | 12-64J4 | Medford | N | 0 | 0 | 0 | 0 | Other | 0 | No | 0 | 0 | Other | Other | 0 | 0 | 0 | 0 | 0 | 0 | 0 | 0 | 0 | 0 | No
Mass Electric | NE North | North Shore | Codding Ave 64 | Medford | 12-64J5 | Medford | N | 0 | 0 | 0 | 0 | Other | 0 | No | 0 | 0 | Other | Other | 0 | 0 | 0 | 0 | 0 | 0 | 0 | 0 | 0 | 0 | No
Mass Electric | NE North | North Shore | Pine Banks 67 | Melrose | 12-67J1 | Malden, Medford, Melrose | N | 0 | 0 | 0 | 0 | Other | 0 | No | 0 | 0 | Other | Other | 0 | 0 | 0 | 0 | 0 | 0 | 0 | 0 | 0 | 0 | No
Mass Electric | NE North | North Shore | Pine Banks 67 | Melrose | 12-67J2 | Malden, Melrose | N | 0 | 0 | 0 | 0 | Other | 0 | No | 0 | 0 | Other | Other | 0 | 0 | 0 | 0 | 0 | 0 | 0 | 0 | 0 | 0 | No
Mass Electric | NE North | North Shore | Pine Banks 67 | Melrose | 12-67J3 | Melrose | N | 0 | 0 | 0 | 0 | Other | 0 | No | 0 | 0 | Other | Other | 0 | 0 | 0 | 0 | 0 | 0 | 0 | 0 | 0 | 0 | No
Mass Electric | NE North | North Shore | Pine Banks 67 | Melrose | 12-67J4 | Malden, Medford, Melrose | N | 0 | 0 | 0 | 0 | Other | 0 | No | 0 | 0 | Other | Other | 0 | 0 | 0 | 0 | 0 | 0 | 0 | 0 | 0 | 0 | No
Mass Electric | NE North | North Shore | Bridge 6 | Lynn | 12-6J1 | Lynn | N | 0 | 0 | 0 | 0 | Other | 0 | No | 0 | 0 | Other | Other | 0 | 0 | 0 | 0 | 0 | 0 | 0 | 0 | 0 | 0 | No
Mass Electric | NE North | North Shore | Bridge 6 | Lynn | 12-6J2 | Lynn | N | 0 | 0 | 0 | 0 | Other | 0 | No | 0 | 0 | Other | Other | 0 | 0 | 0 | 0 | 0 | 0 | 0 | 0 | 0 | 0 | No
Mass Electric | NE North | North Shore | Balch Street 72 | Beverly | 12-72L1 | Beverly | N | 0 | 0 | 0 | 0 | Other | 0 | No | 0 | 0 | Other | Other | 0 | 0 | 0 | 0 | 0 | 0 | 0 | 0 | 0 | 0 | No
Mass Electric | NE North | North Shore | Nahant 79 | Nahant | 12-79J1 | Nahant | N | 0 | 0 | 0 | 0 | Other | 0 | No | 0 | 0 | Other | Other | 0 | 0 | 0 | 0 | 0 | 0 | 0 | 0 | 0 | 0 | No
Mass Electric | NE North | North Shore | Nahant 79 | Nahant | 12-79J2 | Nahant | N | 0 | 0 | 0 | 0 | Other | 0 | No | 0 | 0 | Other | Other | 0 | 0 | 0 | 0 | 0 | 0 | 0 | 0 | 0 | 0 | No
Mass Electric | NE North | North Shore | Revere 7 | Revere | 12-7J1 | Revere | N | 0 | 0 | 0 | 0 | Other | 0 | No | 0 | 0 | Other | Other | 0 | 0 | 0 | 0 | 0 | 0 | 0 | 0 | 0 | 0 | No
Mass Electric | NE North | North Shore | Revere 7 | Revere | 12-7J2 | Revere | N | 0 | 0 | 0 | 0 | Other | 0 | No | 0 | 0 | Other | Other | 0 | 0 | 0 | 0 | 0 | 0 | 0 | 0 | 0 | 0 | No
Mass Electric | NE North | North Shore | Revere 7 | Revere | 12-7J3 | Revere | N | 0 | 0 | 0 | 0 | Other | 0 | No | 0 | 0 | Other | Other | 0 | 0 | 0 | 0 | 0 | 0 | 0 | 0 | 0 | 0 | No
Mass Electric | NE North | North Shore | Revere 7 | Revere | 12-7J4 | Revere | N | 0 | 0 | 0 | 0 | Other | 0 | No | 0 | 0 | Other | Other | 0 | 0 | 0 | 0 | 0 | 0 | 0 | 0 | 0 | 0 | No
Mass Electric | NE North | North Shore | Revere 7 | Revere | 12-7J6 | Revere | N | 0 | 0 | 0 | 0 | Other | 0 | No | 0 | 0 | Other | Other | 0 | 0 | 0 | 0 | 0 | 0 | 0 | 0 | 0 | 0 | No
Mass Electric | NE North | North Shore | Revere 7 | Revere | 12-7J7 | Revere | N | 0 | 0 | 0 | 0 | Other | 0 | No | 0 | 0 | Other | Other | 0 | 0 | 0 | 0 | 0 | 0 | 0 | 0 | 0 | 0 | No
Mass Electric | NE North | North Shore | Hudson 7 | Lynn | 12-7J901 | Lynn | N | 0 | 0 | 0 | 0 | Other | 0 | No | 0 | 0 | Other | Other | 0 | 0 | 0 | 0 | 0 | 0 | 0 | 0 | 0 | 0 | No
Mass Electric | NE North | North Shore | Hudson 7 | Lynn | 12-7J902 | Lynn | N | 0 | 0 | 0 | 0 | Other | 0 | No | 0 | 0 | Other | Other | 0 | 0 | 0 | 0 | 0 | 0 | 0 | 0 | 0 | 0 | No
Mass Electric | NE North | North Shore | Hudson 7 | Lynn | 12-7J903 | Lynn, Saugus | N | 0 | 0 | 0 | 0 | Other | 0 | No | 0 | 0 | Other | Other | 0 | 0 | 0 | 0 | 0 | 0 | 0 | 0 | 0 | 0 | No
Mass Electric | NE North | North Shore | Revere 7 | Revere | 12-7W1 | Revere | N | 0 | 0 | 0 | 0 | Other | 0 | No | 0 | 0 | Other | Other | 0 | 0 | 0 | 0 | 0 | 0 | 0 | 0 | 0 | 0 | No
Mass Electric | NE North | North Shore | Revere 7 | Revere | 12-7W2 | Revere | N | 0 | 0 | 0 | 0 | Other | 0 | No | 0 | 0 | Other | Other | 0 | 0 | 0 | 0 | 0 | 0 | 0 | 0 | 0 | 0 | No
Mass Electric | NE North | North Shore | Revere 7 | Revere | 12-7W3 | Revere | N | 0 | 0 | 0 | 0 | Other | 0 | No | 0 | 0 | Other | Other | 0 | 0 | 0 | 0 | 0 | 0 | 0 | 0 | 0 | 0 | No
Mass Electric | NE North | North Shore | Revere 7 | Revere | 12-7W4 | Revere | N | 0 | 0 | 0 | 0 | Other | 0 | No | 0 | 0 | Other | Other | 0 | 0 | 0 | 0 | 0 | 0 | 0 | 0 | 0 | 0 | No
Mass Electric | NE North | North Shore | Norman Street 8 | Everett | 12-8W1 | Everett | N | 0 | 0 | 0 | 0 | Other | 0 | No | 0 | 0 | Other | Other | 0 | 0 | 0 | 0 | 0 | 0 | 0 | 0 | 0 | 0 | No
Mass Electric | NE North | North Shore | Metcalf Square 96 | Winthrop | 12-96W1 | Winthrop | N | 0 | 0 | 0 | 0 | Other | 0 | No | 0 | 0 | Other | Other | 0 | 0 | 0 | 0 | 0 | 0 | 0 | 0 | 0 | 0 | No
Mass Electric | NE North | North Shore | Medford 9 | Medford | 12-9C1 | Medford | N | 0 | 0 | 0 | 0 | Other | 0 | No | 0 | 0 | Other | Other | 0 | 0 | 0 | 0 | 0 | 0 | 0 | 0 | 0 | 0 | No
Mass Electric | NE North | North Shore | Medford 9 | Medford | 12-9C2 | Medford | N | 0 | 0 | 0 | 0 | Other | 0 | No | 0 | 0 | Other | Other | 0 | 0 | 0 | 0 | 0 | 0 | 0 | 0 | 0 | 0 | No
Mass Electric | NE North | North Shore | Medford 9 | Medford | 12-9C3 | Medford | N | 0 | 0 | 0 | 0 | Other | 0 | No | 0 | 0 | Other | Other | 0 | 0 | 0 | 0 | 0 | 0 | 0 | 0 | 0 | 0 | No
Mass Electric | NE North | North Shore | Medford 9 | Medford | 12-9C4 | Medford | N | 0 | 0 | 0 | 0 | Other | 0 | No | 0 | 0 | Other | Other | 0 | 0 | 0 | 0 | 0 | 0 | 0 | 0 | 0 | 0 | No
Mass Electric | NE North | North Shore | Medford 9 | Medford | 12-9C5 | Medford | N | 0 | 0 | 0 | 0 | Other | 0 | No | 0 | 0 | Other | Other | 0 | 0 | 0 | 0 | 0 | 0 | 0 | 0 | 0 | 0 | No
Mass Electric | NE North | North Shore | Medford 9 | Medford | 12-9C6 | Medford | N | 0 | 0 | 0 | 0 | Other | 0 | No | 0 | 0 | Other | Other | 0 | 0 | 0 | 0 | 0 | 0 | 0 | 0 | 0 | 0 | No
Mass Electric | NE North | North Shore | Medford 9 | Medford | 12-9C7 | Medford | N | 0 | 0 | 0 | 0 | Other | 0 | No | 0 | 0 | Other | Other | 0 | 0 | 0 | 0 | 0 | 0 | 0 | 0 | 0 | 0 | No
Mass Electric | NE North | North Shore | Tedesco 9 | Swampscott | 12-9J1 | Swampscott | N | 0 | 0 | 0 | 0 | Other | 0 | No | 0 | 0 | Other | Other | 0 | 0 | 0 | 0 | 0 | 0 | 0 | 0 | 0 | 0 | No
Mass Electric | NE North | North Shore | Tedesco 9 | Swampscott | 12-9J2 | Swampscott | N | 0 | 0 | 0 | 0 | Other | 0 | No | 0 | 0 | Other | Other | 0 | 0 | 0 | 0 | 0 | 0 | 0 | 0 | 0 | 0 | No
Mass Electric | NE North | Merrimack Valley | Tewksbury 22 | Tewksbury | 14-1302 | Andover, Tewksbury | N | 0 | 0 | 0 | 0 | Other | 0 | No | 0 | 0 | Other | Other | 0 | 0 | 0 | 0 | 0 | 0 | 0 | 0 | 0 | 0 | No
Mass Electric | NE North | Merrimack Valley | Lawrence 1 | Lawrence | 14-1311X | Lawrence | N | 0 | 0 | 0 | 0 | Other | 0 | No | 0 | 0 | Other | Other | 0 | 0 | 0 | 0 | 0 | 0 | 0 | 0 | 0 | 0 | No
Mass Electric | NE North | Merrimack Valley | Lawrence 1 | Andover | 14-1312 | Lawrence | N | 0 | 0 | 0 | 0 | Other | 0 | No | 0 | 0 | Other | Other | 0 | 0 | 0 | 0 | 0 | 0 | 0 | 0 | 0 | 0 | No
Mass Electric | NE North | Merrimack Valley | Andover 3 | Andover | 14-1312A | Andover | N | 0 | 0 | 0 | 0 | Other | 0 | No | 0 | 0 | Other | Other | 0 | 0 | 0 | 0 | 0 | 0 | 0 | 0 | 0 | 0 | No
Mass Electric | NE North | Merrimack Valley | Lawrence 1 | Lawrence | 14-1312L | Lawrence | N | 0 | 0 | 0 | 0 | Other | 0 | No | 0 | 0 | Other | Other | 0 | 0 | 0 | 0 | 0 | 0 | 0 | 0 | 0 | 0 | No
Mass Electric | NE North | Merrimack Valley | Lawrence 1 | Andover | 14-1314 | Lawrence | N | 0 | 0 | 0 | 0 | Other | 0 | No | 0 | 0 | Other | Other | 0 | 0 | 0 | 0 | 0 | 0 | 0 | 0 | 0 | 0 | No
Mass Electric | NE North | Merrimack Valley | Andover 3 | Andover | 14-1314A | Andover | N | 0 | 0 | 0 | 0 | Other | 0 | No | 0 | 0 | Other | Other | 0 | 0 | 0 | 0 | 0 | 0 | 0 | 0 | 0 | 0 | No
Mass Electric | NE North | Merrimack Valley | Lawrence 1 | Lawrence | 14-1316YZ | Lawrence | N | 0 | 0 | 0 | 0 | Other | 0 | No | 0 | 0 | Other | Other | 0 | 0 | 0 | 0 | 0 | 0 | 0 | 0 | 0 | 0 | No
Mass Electric | NE North | Merrimack Valley | Lawrence 1 | Lawrence | 14-1319 | Lawrence | N | 0 | 0 | 0 | 0 | Other | 0 | No | 0 | 0 | Other | Other | 0 | 0 | 0 | 0 | 0 | 0 | 0 | 0 | 0 | 0 | No
Mass Electric | NE North | Merrimack Valley | Lawrence 1 | Lawrence | 14-1321 | Lawrence | N | 0 | 0 | 0 | 0 | Other | 0 | No | 0 | 0 | Other | Other | 0 | 0 | 0 | 0 | 0 | 0 | 0 | 0 | 0 | 0 | No
Mass Electric | NE North | Merrimack Valley | Lawrence 1 | Lawrence | 14-1324 | Lawrence | N | 0 | 0 | 0 | 0 | Other | 0 | No | 0 | 0 | Other | Other | 0 | 0 | 0 | 0 | 0 | 0 | 0 | 0 | 0 | 0 | No
Mass Electric | NE North | Merrimack Valley | Lawrence 1 | Lawrence | 14-1325 | Lawrence | N | 0 | 0 | 0 | 0 | Other | 0 | No | 0 | 0 | Other | Other | 0 | 0 | 0 | 0 | 0 | 0 | 0 | 0 | 0 | 0 | No
Mass Electric | NE North | Merrimack Valley | Worthen Street 13 | Lowell | 14-13J1 | Lowell | N | 0 | 0 | 0 | 0 | Other | 0 | No | 0 | 0 | Other | Other | 0 | 0 | 0 | 0 | 0 | 0 | 0 | 0 | 0 | 0 | No
Mass Electric | NE North | Merrimack Valley | Worthen Street 13 | Lowell | 14-13J2 | Lowell | N | 0 | 0 | 0 | 0 | Other | 0 | No | 0 | 0 | Other | Other | 0 | 0 | 0 | 0 | 0 | 0 | 0 | 0 | 0 | 0 | No
Mass Electric | NE North | Merrimack Valley | Worthen Street 13 | Lowell | 14-13J3 | Lowell | N | 0 | 0 | 0 | 0 | Other | 0 | No | 0 | 0 | Other | Other | 0 | 0 | 0 | 0 | 0 | 0 | 0 | 0 | 0 | 0 | No
Mass Electric | NE North | Merrimack Valley | Worthen Street 13 | Lowell | 14-13J4 | Lowell | N | 0 | 0 | 0 | 0 | Other | 0 | No | 0 | 0 | Other | Other | 0 | 0 | 0 | 0 | 0 | 0 | 0 | 0 | 0 | 0 | No
Mass Electric | NE North | Merrimack Valley | Worthen Street 13 | Lowell | 14-13J5 | Lowell | N | 0 | 0 | 0 | 0 | Other | 0 | No | 0 | 0 | Other | Other | 0 | 0 | 0 | 0 | 0 | 0 | 0 | 0 | 0 | 0 | No
Mass Electric | NE North | Merrimack Valley | Worthen Street 13 | Lowell | 14-13J6 | Lowell | N | 0 | 0 | 0 | 0 | Other | 0 | No | 0 | 0 | Other | Other | 0 | 0 | 0 | 0 | 0 | 0 | 0 | 0 | 0 | 0 | No
Mass Electric | NE North | Merrimack Valley | Worthen Street 13 | Lowell | 14-13J7 | Lowell | N | 0 | 0 | 0 | 0 | Other | 0 | No | 0 | 0 | Other | Other | 0 | 0 | 0 | 0 | 0 | 0 | 0 | 0 | 0 | 0 | No
Mass Electric | NE North | Merrimack Valley | Worthen Street 13 | Lowell | 14-13L1 | Lowell | N | 0 | 0 | 0 | 0 | Other | 0 | No | 0 | 0 | Other | Other | 0 | 0 | 0 | 0 | 0 | 0 | 0 | 0 | 0 | 0 | No
Mass Electric | NE North | Merrimack Valley | Meadowbrook 16 | Chelmsford | 14-16L1 | Chelmsford, Lowell | N | 0 | 0 | 0 | 0 | Other | 0 | No | 0 | 0 | Other | Other | 0 | 0 | 0 | 0 | 0 | 0 | 0 | 0 | 0 | 0 | No
Mass Electric | NE North | Merrimack Valley | Meadowbrook 16 | Chelmsford | 14-16L2 | Chelmsford, Lowell | N | 0 | 0 | 0 | 0 | Other | 0 | No | 0 | 0 | Other | Other | 0 | 0 | 0 | 0 | 0 | 0 | 0 | 0 | 0 | 0 | No
Mass Electric | NE North | Merrimack Valley | Meadowbrook 16 | Chelmsford | 14-16L3 | Chelmsford, Lowell | N | 0 | 0 | 0 | 0 | Other | 0 | No | 0 | 0 | Other | Other | 0 | 0 | 0 | 0 | 0 | 0 | 0 | 0 | 0 | 0 | No
Mass Electric | NE North | Merrimack Valley | Meadowbrook 16 | Chelmsford | 14-16L4 | Chelmsford, Lowell | N | 0 | 0 | 0 | 0 | Other | 0 | No | 0 | 0 | Other | Other | 0 | 0 | 0 | 0 | 0 | 0 | 0 | 0 | 0 | 0 | No
Mass Electric | NE North | Merrimack Valley | Meadowbrook 16 | Chelmsford | 14-16L5 | Chelmsford, Lowell | N | 0 | 0 | 0 | 0 | Other | 0 | No | 0 | 0 | Other | Other | 0 | 0 | 0 | 0 | 0 | 0 | 0 | 0 | 0 | 0 | No
Mass Electric | NE North | Merrimack Valley | Meadowbrook 16 | Chelmsford | 14-16L6 | Chelmsford, Lowell | N | 0 | 0 | 0 | 0 | Other | 0 | No | 0 | 0 | Other | Other | 0 | 0 | 0 | 0 | 0 | 0 | 0 | 0 | 0 | 0 | No
Mass Electric | NE North | Merrimack Valley | Meadowbrook 16 | Chelmsford | 14-16L7 | Chelmsford | N | 0 | 0 | 0 | 0 | Other | 0 | No | 0 | 0 | Other | Other | 0 | 0 | 0 | 0 | 0 | 0 | 0 | 0 | 0 | 0 | No
Mass Electric | NE North | Merrimack Valley | South Billerica 18 | Billerica | 14-18J1 | Billerica | N | 0 | 0 | 0 | 0 | Other | 0 | No | 0 | 0 | Other | Other | 0 | 0 | 0 | 0 | 0 | 0 | 0 | 0 | 0 | 0 | No
Mass Electric | NE North | Merrimack Valley | South Billerica 18 | Billerica | 14-18L1 | Billerica | N | 0 | 0 | 0 | 0 | Other | 0 | No | 0 | 0 | Other | Other | 0 | 0 | 0 | 0 | 0 | 0 | 0 | 0 | 0 | 0 | No
Mass Electric | NE North | Merrimack Valley | South Billerica 18 | Billerica | 14-18L2 | Billerica | N | 0 | 0 | 0 | 0 | Other | 0 | No | 0 | 0 | Other | Other | 0 | 0 | 0 | 0 | 0 | 0 | 0 | 0 | 0 | 0 | No
Mass Electric | NE North | Merrimack Valley | South Billerica 18 | Billerica | 14-18L3 | Billerica | N | 0 | 0 | 0 | 0 | Other | 0 | No | 0 | 0 | Other | Other | 0 | 0 | 0 | 0 | 0 | 0 | 0 | 0 | 0 | 0 | No
Mass Electric | NE North | Merrimack Valley | Lawrence 1 | Lawrence | 14-1J1 | Lawrence | N | 0 | 0 | 0 | 0 | Other | 0 | No | 0 | 0 | Other | Other | 0 | 0 | 0 | 0 | 0 | 0 | 0 | 0 | 0 | 0 | No
Mass Electric | NE North | Merrimack Valley | Lawrence 1 | Lawrence | 14-1J2 | Lawrence | N | 0 | 0 | 0 | 0 | Other | 0 | No | 0 | 0 | Other | Other | 0 | 0 | 0 | 0 | 0 | 0 | 0 | 0 | 0 | 0 | No
Mass Electric | NE North | Merrimack Valley | Lawrence 1 | Lawrence | 14-1J4 | Lawrence | N | 0 | 0 | 0 | 0 | Other | 0 | No | 0 | 0 | Other | Other | 0 | 0 | 0 | 0 | 0 | 0 | 0 | 0 | 0 | 0 | No
Mass Electric | NE North | Merrimack Valley | Lawrence 1 | Lawrence | 14-1J5 | Lawrence | N | 0 | 0 | 0 | 0 | Other | 0 | No | 0 | 0 | Other | Other | 0 | 0 | 0 | 0 | 0 | 0 | 0 | 0 | 0 | 0 | No
Mass Electric | NE North | Merrimack Valley | Lawrence 1 | Lawrence | 14-1J6 | Lawrence | N | 0 | 0 | 0 | 0 | Other | 0 | No | 0 | 0 | Other | Other | 0 | 0 | 0 | 0 | 0 | 0 | 0 | 0 | 0 | 0 | No
Mass Electric | NE North | Merrimack Valley | Lawrence 1 | Lawrence | 14-1J7 | Lawrence | N | 0 | 0 | 0 | 0 | Other | 0 | No | 0 | 0 | Other | Other | 0 | 0 | 0 | 0 | 0 | 0 | 0 | 0 | 0 | 0 | No
Mass Electric | NE North | Merrimack Valley | Lawrence 1 | Lawrence | 14-1J8 | Lawrence | N | 0 | 0 | 0 | 0 | Other | 0 | No | 0 | 0 | Other | Other | 0 | 0 | 0 | 0 | 0 | 0 | 0 | 0 | 0 | 0 | No
Mass Electric | NE North | Merrimack Valley | Lawrence 1 | Lawrence | 14-1J9 | Lawrence | N | 0 | 0 | 0 | 0 | Other | 0 | No | 0 | 0 | Other | Other | 0 | 0 | 0 | 0 | 0 | 0 | 0 | 0 | 0 | 0 | No
Mass Electric | NE North | Merrimack Valley | Tyngsboro 211 | Tyngsborough | 14-211L1 | Tyngsborough | N | 0 | 0 | 0 | 0 | Other | 0 | No | 0 | 0 | Other | Other | 0 | 0 | 0 | 0 | 0 | 0 | 0 | 0 | 0 | 0 | No
Mass Electric | NE North | Merrimack Valley | Tyngsboro 211 | Tyngsborough | 14-211L2 | Dracut, Tyngsborough | N | 0 | 0 | 0 | 0 | Other | 0 | No | 0 | 0 | Other | Other | 0 | 0 | 0 | 0 | 0 | 0 | 0 | 0 | 0 | 0 | No
Mass Electric | NE North | Merrimack Valley | Hoover Street 21 | Dracut | 14-21L1 | Dracut, Lowell, Tyngsborough | N | 0 | 0 | 0 | 0 | Other | 0 | No | 0 | 0 | Other | Other | 0 | 0 | 0 | 0 | 0 | 0 | 0 | 0 | 0 | 0 | No
Mass Electric | NE North | Merrimack Valley | Hoover Street 21 | Dracut | 14-21L2 | Dracut, Lowell | N | 0 | 0 | 0 | 0 | Other | 0 | No | 0 | 0 | Other | Other | 0 | 0 | 0 | 0 | 0 | 0 | 0 | 0 | 0 | 0 | No
Mass Electric | NE North | Merrimack Valley | Hoover Street 21 | Dracut | 14-21L3 | Dracut, Lowell | N | 0 | 0 | 0 | 0 | Other | 0 | No | 0 | 0 | Other | Other | 0 | 0 | 0 | 0 | 0 | 0 | 0 | 0 | 0 | 0 | No
Mass Electric | NE North | Merrimack Valley | Ward Hill 43 | Haverhill | 14-2326 | Haverhill, Lawrence, North Andover | N | 0 | 0 | 0 | 0 | Other | 0 | No | 0 | 0 | Other | Other | 0 | 0 | 0 | 0 | 0 | 0 | 0 | 0 | 0 | 0 | No
Mass Electric | NE North | Merrimack Valley | Ward Hill 43 | Haverhill | 14-2354 | Haverhill | N | 0 | 0 | 0 | 0 | Other | 0 | No | 0 | 0 | Other | Other | 0 | 0 | 0 | 0 | 0 | 0 | 0 | 0 | 0 | 0 | No
Mass Electric | NE North | Merrimack Valley | Methuen 5 | Methuen | 14-2355 | Lawrence, Methuen | N | 0 | 0 | 0 | 0 | Other | 0 | No | 0 | 0 | Other | Other | 0 | 0 | 0 | 0 | 0 | 0 | 0 | 0 | 0 | 0 | No
Mass Electric | NE North | Merrimack Valley | Ward Hill 43 | Haverhill | 14-2356 | Haverhill | N | 0 | 0 | 0 | 0 | Other | 0 | No | 0 | 0 | Other | Other | 0 | 0 | 0 | 0 | 0 | 0 | 0 | 0 | 0 | 0 | No
Mass Electric | NE North | Merrimack Valley | North Andover Jct 71 | North Andover | 14-2358 | Haverhill, North Andover | N | 0 | 0 | 0 | 0 | Other | 0 | No | 0 | 0 | Other | Other | 0 | 0 | 0 | 0 | 0 | 0 | 0 | 0 | 0 | 0 | No
Mass Electric | NE North | Merrimack Valley | King Street 18 | Groveland | 14-2367 | Boxford, Georgetown, Groveland, Newbury, Newburyport | N | 0 | 0 | 0 | 0 | Other | 0 | No | 0 | 0 | Other | Other | 0 | 0 | 0 | 0 | 0 | 0 | 0 | 0 | 0 | 0 | No
Mass Electric | NE North | Merrimack Valley | Ward Hill 43 | Haverhill | 14-2371 | Haverhill | N | 0 | 0 | 0 | 0 | Other | 0 | No | 0 | 0 | Other | Other | 0 | 0 | 0 | 0 | 0 | 0 | 0 | 0 | 0 | 0 | No
Mass Electric | NE North | Merrimack Valley | South Broadway 45 | Lawrence | 14-2374 | Andover, Lawrence | N | 0 | 0 | 0 | 0 | Other | 0 | No | 0 | 0 | Other | Other | 0 | 0 | 0 | 0 | 0 | 0 | 0 | 0 | 0 | 0 | No
Mass Electric | NE North | Merrimack Valley | West Amesbury 275 | Amesbury | 14-2377N | Amesbury, Salisbury | N | 0 | 0 | 0 | 0 | Other | 0 | No | 0 | 0 | Other | Other | 0 | 0 | 0 | 0 | 0 | 0 | 0 | 0 | 0 | 0 | No
Mass Electric | NE North | Merrimack Valley | Meadowbrook 16 | Chelmsford | 14-2381 | Chelmsford, Lowell | N | 0 | 0 | 0 | 0 | Other | 0 | No | 0 | 0 | Other | Other | 0 | 0 | 0 | 0 | 0 | 0 | 0 | 0 | 0 | 0 | No
Mass Electric | NE North | Merrimack Valley | Meadowbrook 16 | Chelmsford | 14-2382 | Chelmsford | N | 0 | 0 | 0 | 0 | Other | 0 | No | 0 | 0 | Other | Other | 0 | 0 | 0 | 0 | 0 | 0 | 0 | 0 | 0 | 0 | No
Mass Electric | NE North | Merrimack Valley | Boston Road 58 | Westford | 14-2383 | Chelmsford | N | 0 | 0 | 0 | 0 | Other | 0 | No | 0 | 0 | Other | Other | 0 | 0 | 0 | 0 | 0 | 0 | 0 | 0 | 0 | 0 | No
Mass Electric | NE North | Merrimack Valley | Billerica 70 | Billerica | 14-2384 | Billerica, Chelmsford, Westford | N | 0 | 0 | 0 | 0 | Other | 0 | No | 0 | 0 | Other | Other | 0 | 0 | 0 | 0 | 0 | 0 | 0 | 0 | 0 | 0 | No
Mass Electric | NE North | Merrimack Valley | Billerica 70 | Billerica | 14-2385 | Billerica, Lowell, Tewksbury | N | 0 | 0 | 0 | 0 | Other | 0 | No | 0 | 0 | Other | Other | 0 | 0 | 0 | 0 | 0 | 0 | 0 | 0 | 0 | 0 | No
Mass Electric | NE North | Merrimack Valley | Boulevard 77 | Lowell | 14-2386 | Chelmsford, Dracut, Lowell | N | 0 | 0 | 0 | 0 | Other | 0 | No | 0 | 0 | Other | Other | 0 | 0 | 0 | 0 | 0 | 0 | 0 | 0 | 0 | 0 | No
Mass Electric | NE North | Merrimack Valley | Sandy Pond 237 | Ayer | 14-2388 | Westford | N | 0 | 0 | 0 | 0 | Other | 0 | No | 0 | 0 | Other | Other | 0 | 0 | 0 | 0 | 0 | 0 | 0 | 0 | 0 | 0 | No
Mass Electric | NE North | Merrimack Valley | Billerica 70 | Billerica | 14-2389 | Billerica | N | 0 | 0 | 0 | 0 | Other | 0 | No | 0 | 0 | Other | Other | 0 | 0 | 0 | 0 | 0 | 0 | 0 | 0 | 0 | 0 | No
Mass Electric | NE North | Merrimack Valley | West Amesbury 275 | Amesbury | 14-2396N | Amesbury, Salisbury | N | 0 | 0 | 0 | 0 | Other | 0 | No | 0 | 0 | Other | Other | 0 | 0 | 0 | 0 | 0 | 0 | 0 | 0 | 0 | 0 | No
Mass Electric | NE North | Merrimack Valley | King St 18 | Haverhill | 14-2403 | Groveland, Haverhill | N | 0 | 0 | 0 | 0 | Other | 0 | No | 0 | 0 | Other | Other | 0 | 0 | 0 | 0 | 0 | 0 | 0 | 0 | 0 | 0 | No
Mass Electric | NE North | Merrimack Valley | King St 18 | Haverhill | 14-2405 | Georgetown, Groveland, Newbury, Newburyport | N | 0 | 0 | 0 | 0 | Other | 0 | No | 0 | 0 | Other | Other | 0 | 0 | 0 | 0 | 0 | 0 | 0 | 0 | 0 | 0 | No
Mass Electric | NE North | Merrimack Valley | Concord Road 24 | Chelmsford | 14-24L1 | Chelmsford | N | 0 | 0 | 0 | 0 | Other | 0 | No | 0 | 0 | Other | Other | 0 | 0 | 0 | 0 | 0 | 0 | 0 | 0 | 0 | 0 | No
Mass Electric | NE North | Merrimack Valley | Concord Road 24 | Chelmsford | 14-24L2 | Chelmsford, Westford | N | 0 | 0 | 0 | 0 | Other | 0 | No | 0 | 0 | Other | Other | 0 | 0 | 0 | 0 | 0 | 0 | 0 | 0 | 0 | 0 | No
Mass Electric | NE North | Merrimack Valley | Concord Road 24 | Chelmsford | 14-24L3 | Billerica, Chelmsford | N | 0 | 0 | 0 | 0 | Other | 0 | No | 0 | 0 | Other | Other | 0 | 0 | 0 | 0 | 0 | 0 | 0 | 0 | 0 | 0 | No
Mass Electric | NE North | Merrimack Valley | West Amesbury 275 | Amesbury | 14-275L2 | Amesbury | N | 0 | 0 | 0 | 0 | Other | 0 | No | 0 | 0 | Other | Other | 0 | 0 | 0 | 0 | 0 | 0 | 0 | 0 | 0 | 0 | No
Mass Electric | NE North | Merrimack Valley | West Amesbury 275 | Amesbury | 14-275L4 | Amesbury, Salisbury | N | 0 | 0 | 0 | 0 | Other | 0 | No | 0 | 0 | Other | Other | 0 | 0 | 0 | 0 | 0 | 0 | 0 | 0 | 0 | 0 | No
Mass Electric | NE North | Merrimack Valley | Lawrence 2 | Lawrence | 14-2J1 | Lawrence | N | 0 | 0 | 0 | 0 | Other | 0 | No | 0 | 0 | Other | Other | 0 | 0 | 0 | 0 | 0 | 0 | 0 | 0 | 0 | 0 | No
Mass Electric | NE North | Merrimack Valley | Lawrence 2 | Lawrence | 14-2J2 | Lawrence | N | 0 | 0 | 0 | 0 | Other | 0 | No | 0 | 0 | Other | Other | 0 | 0 | 0 | 0 | 0 | 0 | 0 | 0 | 0 | 0 | No
Mass Electric | NE North | Merrimack Valley | Lawrence 2 | Lawrence | 14-2J3 | Lawrence | N | 0 | 0 | 0 | 0 | Other | 0 | No | 0 | 0 | Other | Other | 0 | 0 | 0 | 0 | 0 | 0 | 0 | 0 | 0 | 0 | No
Mass Electric | NE North | Merrimack Valley | Lawrence 2 | Lawrence | 14-2J4 | Lawrence | N | 0 | 0 | 0 | 0 | Other | 0 | No | 0 | 0 | Other | Other | 0 | 0 | 0 | 0 | 0 | 0 | 0 | 0 | 0 | 0 | No
Mass Electric | NE North | Merrimack Valley | Lawrence 2 | Lawrence | 14-2J5 | Lawrence | N | 0 | 0 | 0 | 0 | Other | 0 | No | 0 | 0 | Other | Other | 0 | 0 | 0 | 0 | 0 | 0 | 0 | 0 | 0 | 0 | No
Mass Electric | NE North | Merrimack Valley | Lawrence 2 | Lawrence | 14-2J6 | Lawrence | N | 0 | 0 | 0 | 0 | Other | 0 | No | 0 | 0 | Other | Other | 0 | 0 | 0 | 0 | 0 | 0 | 0 | 0 | 0 | 0 | No
Mass Electric | NE North | Merrimack Valley | Lawrence 2 | Lawrence | 14-2J7 | Lawrence | N | 0 | 0 | 0 | 0 | Other | 0 | No | 0 | 0 | Other | Other | 0 | 0 | 0 | 0 | 0 | 0 | 0 | 0 | 0 | 0 | No
Mass Electric | NE North | Merrimack Valley | Lawrence 2 | Lawrence | 14-2J8 | Lawrence | N | 0 | 0 | 0 | 0 | Other | 0 | No | 0 | 0 | Other | Other | 0 | 0 | 0 | 0 | 0 | 0 | 0 | 0 | 0 | 0 | No
Mass Electric | NE North | Merrimack Valley | North Chelmsford 2 | Chelmsford | 14-2L1 | Chelmsford, Tyngsborough, Westford | N | 0 | 0 | 0 | 0 | Other | 0 | No | 0 | 0 | Other | Other | 0 | 0 | 0 | 0 | 0 | 0 | 0 | 0 | 0 | 0 | No
Mass Electric | NE North | Merrimack Valley | North Chelmsford 2 | Chelmsford | 14-2L2 | Chelmsford, Lowell | N | 0 | 0 | 0 | 0 | Other | 0 | No | 0 | 0 | Other | Other | 0 | 0 | 0 | 0 | 0 | 0 | 0 | 0 | 0 | 0 | No
Mass Electric | NE North | Merrimack Valley | North Chelmsford 2 | Chelmsford | 14-2L3 | Chelmsford, Lowell | N | 0 | 0 | 0 | 0 | Other | 0 | No | 0 | 0 | Other | Other | 0 | 0 | 0 | 0 | 0 | 0 | 0 | 0 | 0 | 0 | No
Mass Electric | NE North | Merrimack Valley | North Chelmsford 2 | Chelmsford | 14-2L4 | Chelmsford, Lowell | N | 0 | 0 | 0 | 0 | Other | 0 | No | 0 | 0 | Other | Other | 0 | 0 | 0 | 0 | 0 | 0 | 0 | 0 | 0 | 0 | No
Mass Electric | NE North | Merrimack Valley | Perry Street 3 | Lowell | 14-301 | Lowell | N | 0 | 0 | 0 | 0 | Other | 0 | No | 0 | 0 | Other | Other | 0 | 0 | 0 | 0 | 0 | 0 | 0 | 0 | 0 | 0 | No
Mass Electric | NE North | Merrimack Valley | Perry Street 3 | Lowell | 14-304 | Lowell | N | 0 | 0 | 0 | 0 | Other | 0 | No | 0 | 0 | Other | Other | 0 | 0 | 0 | 0 | 0 | 0 | 0 | 0 | 0 | 0 | No
Mass Electric | NE North | Merrimack Valley | Perry Street 3 | Lowell | 14-306 | Lowell | N | 0 | 0 | 0 | 0 | Other | 0 | No | 0 | 0 | Other | Other | 0 | 0 | 0 | 0 | 0 | 0 | 0 | 0 | 0 | 0 | No
Mass Electric | NE North | Merrimack Valley | Perry Street 3 | Lowell | 14-308 | Lowell, Tewksbury | N | 0 | 0 | 0 | 0 | Other | 0 | No | 0 | 0 | Other | Other | 0 | 0 | 0 | 0 | 0 | 0 | 0 | 0 | 0 | 0 | No
Mass Electric | NE North | Merrimack Valley | Bridge St Boott Mill | Lowell | 14-310 | Lowell | N | 0 | 0 | 0 | 0 | Other | 0 | No | 0 | 0 | Other | Other | 0 | 0 | 0 | 0 | 0 | 0 | 0 | 0 | 0 | 0 | No
Mass Electric | NE North | Merrimack Valley | Perry Street 3 | Lowell | 14-312 | Lowell | N | 0 | 0 | 0 | 0 | Other | 0 | No | 0 | 0 | Other | Other | 0 | 0 | 0 | 0 | 0 | 0 | 0 | 0 | 0 | 0 | No
Mass Electric | NE North | Merrimack Valley | Centralville 8 | Lowell | 14-315 | Lowell | N | 0 | 0 | 0 | 0 | Other | 0 | No | 0 | 0 | Other | Other | 0 | 0 | 0 | 0 | 0 | 0 | 0 | 0 | 0 | 0 | No
Mass Electric | NE North | Merrimack Valley | Quebec Street 17 | Lowell | 14-318 | Lowell | N | 0 | 0 | 0 | 0 | Other | 0 | No | 0 | 0 | Other | Other | 0 | 0 | 0 | 0 | 0 | 0 | 0 | 0 | 0 | 0 | No
Mass Electric | NE North | Merrimack Valley | Quebec Street 17 | Lowell | 14-319 | Lowell | N | 0 | 0 | 0 | 0 | Other | 0 | No | 0 | 0 | Other | Other | 0 | 0 | 0 | 0 | 0 | 0 | 0 | 0 | 0 | 0 | No
Mass Electric | NE North | Merrimack Valley | Water Street 31 | Haverhill | 14-31J1 | Haverhill | N | 0 | 0 | 0 | 0 | Other | 0 | No | 0 | 0 | Other | Other | 0 | 0 | 0 | 0 | 0 | 0 | 0 | 0 | 0 | 0 | No
Mass Electric | NE North | Merrimack Valley | Water Street 31 | Haverhill | 14-31J2 | Haverhill | N | 0 | 0 | 0 | 0 | Other | 0 | No | 0 | 0 | Other | Other | 0 | 0 | 0 | 0 | 0 | 0 | 0 | 0 | 0 | 0 | No
Mass Electric | NE North | Merrimack Valley | Water Street 31 | Haverhill | 14-31J3 | Haverhill | N | 0 | 0 | 0 | 0 | Other | 0 | No | 0 | 0 | Other | Other | 0 | 0 | 0 | 0 | 0 | 0 | 0 | 0 | 0 | 0 | No
Mass Electric | NE North | Merrimack Valley | Water Street 31 | Haverhill | 14-31J4 | Haverhill | N | 0 | 0 | 0 | 0 | Other | 0 | No | 0 | 0 | Other | Other | 0 | 0 | 0 | 0 | 0 | 0 | 0 | 0 | 0 | 0 | No
Mass Electric | NE North | Merrimack Valley | Water Street 31 | Haverhill | 14-31J5 | Haverhill | N | 0 | 0 | 0 | 0 | Other | 0 | No | 0 | 0 | Other | Other | 0 | 0 | 0 | 0 | 0 | 0 | 0 | 0 | 0 | 0 | No
Mass Electric | NE North | Merrimack Valley | Water Street 31 | Haverhill | 14-31J6 | Haverhill | N | 0 | 0 | 0 | 0 | Other | 0 | No | 0 | 0 | Other | Other | 0 | 0 | 0 | 0 | 0 | 0 | 0 | 0 | 0 | 0 | No
Mass Electric | NE North | Merrimack Valley | Water Street 31 | Haverhill | 14-31J7 | Haverhill | N | 0 | 0 | 0 | 0 | Other | 0 | No | 0 | 0 | Other | Other | 0 | 0 | 0 | 0 | 0 | 0 | 0 | 0 | 0 | 0 | No
Mass Electric | NE North | Merrimack Valley | Walnut Street 32 | Haverhill | 14-32J1 | Haverhill | N | 0 | 0 | 0 | 0 | Other | 0 | No | 0 | 0 | Other | Other | 0 | 0 | 0 | 0 | 0 | 0 | 0 | 0 | 0 | 0 | No
Mass Electric | NE North | Merrimack Valley | Walnut Street 32 | Haverhill | 14-32J3 | Haverhill | N | 0 | 0 | 0 | 0 | Other | 0 | No | 0 | 0 | Other | Other | 0 | 0 | 0 | 0 | 0 | 0 | 0 | 0 | 0 | 0 | No
Mass Electric | NE North | Merrimack Valley | Walnut Street 32 | Haverhill | 14-32J4 | Haverhill | N | 0 | 0 | 0 | 0 | Other | 0 | No | 0 | 0 | Other | Other | 0 | 0 | 0 | 0 | 0 | 0 | 0 | 0 | 0 | 0 | No
Mass Electric | NE North | Merrimack Valley | Walnut Street 32 | Haverhill | 14-32J5 | Haverhill | N | 0 | 0 | 0 | 0 | Other | 0 | No | 0 | 0 | Other | Other | 0 | 0 | 0 | 0 | 0 | 0 | 0 | 0 | 0 | 0 | No
Mass Electric | NE North | Merrimack Valley | Walnut Street 32 | Haverhill | 14-32J6 | Haverhill | N | 0 | 0 | 0 | 0 | Other | 0 | No | 0 | 0 | Other | Other | 0 | 0 | 0 | 0 | 0 | 0 | 0 | 0 | 0 | 0 | No
Mass Electric | NE North | Merrimack Valley | Walnut Street 32 | Haverhill | 14-32J7 | Haverhill | N | 0 | 0 | 0 | 0 | Other | 0 | No | 0 | 0 | Other | Other | 0 | 0 | 0 | 0 | 0 | 0 | 0 | 0 | 0 | 0 | No
Mass Electric | NE North | Merrimack Valley | Walnut Street 32 | Haverhill | 14-32J8 | Haverhill | N | 0 | 0 | 0 | 0 | Other | 0 | No | 0 | 0 | Other | Other | 0 | 0 | 0 | 0 | 0 | 0 | 0 | 0 | 0 | 0 | No
Mass Electric | NE North | Merrimack Valley | Walnut Street 32 | Haverhill | 14-32J9 | Haverhill | N | 0 | 0 | 0 | 0 | Other | 0 | No | 0 | 0 | Other | Other | 0 | 0 | 0 | 0 | 0 | 0 | 0 | 0 | 0 | 0 | No
Mass Electric | NE North | Merrimack Valley | East Boxford 33 | Boxford | 14-33L1 | Boxford, Rowley | N | 0 | 0 | 0 | 0 | Other | 0 | No | 0 | 0 | Other | Other | 0 | 0 | 0 | 0 | 0 | 0 | 0 | 0 | 0 | 0 | No
Mass Electric | NE North | Merrimack Valley | East Boxford 33 | Boxford | 14-33L2 | Boxford | N | 0 | 0 | 0 | 0 | Other | 0 | No | 0 | 0 | Other | Other | 0 | 0 | 0 | 0 | 0 | 0 | 0 | 0 | 0 | 0 | No
Mass Electric | NE North | Merrimack Valley | Byfield 34 | Newbury | 14-34M1 | Newbury, West Newbury | N | 0 | 0 | 0 | 0 | Other | 0 | No | 0 | 0 | Other | Other | 0 | 0 | 0 | 0 | 0 | 0 | 0 | 0 | 0 | 0 | No
Mass Electric | NE North | Merrimack Valley | Newburyport 36 | Newburyport | 14-36J1 | Newburyport | N | 0 | 0 | 0 | 0 | Other | 0 | No | 0 | 0 | Other | Other | 0 | 0 | 0 | 0 | 0 | 0 | 0 | 0 | 0 | 0 | No
Mass Electric | NE North | Merrimack Valley | Newburyport 36 | Newburyport | 14-36J2 | Newburyport | N | 0 | 0 | 0 | 0 | Other | 0 | No | 0 | 0 | Other | Other | 0 | 0 | 0 | 0 | 0 | 0 | 0 | 0 | 0 | 0 | No
Mass Electric | NE North | Merrimack Valley | Newburyport 36 | Newburyport | 14-36J3 | Newburyport | N | 0 | 0 | 0 | 0 | Other | 0 | No | 0 | 0 | Other | Other | 0 | 0 | 0 | 0 | 0 | 0 | 0 | 0 | 0 | 0 | No
Mass Electric | NE North | Merrimack Valley | Newburyport 36 | Newburyport | 14-36J4 | Newburyport | N | 0 | 0 | 0 | 0 | Other | 0 | No | 0 | 0 | Other | Other | 0 | 0 | 0 | 0 | 0 | 0 | 0 | 0 | 0 | 0 | No
Mass Electric | NE North | Merrimack Valley | Newburyport 36 | Newburyport | 14-36J5 | Newburyport | N | 0 | 0 | 0 | 0 | Other | 0 | No | 0 | 0 | Other | Other | 0 | 0 | 0 | 0 | 0 | 0 | 0 | 0 | 0 | 0 | No
Mass Electric | NE North | Merrimack Valley | Newburyport 36 | Newburyport | 14-36J6 | Newburyport | N | 0 | 0 | 0 | 0 | Other | 0 | No | 0 | 0 | Other | Other | 0 | 0 | 0 | 0 | 0 | 0 | 0 | 0 | 0 | 0 | No
Mass Electric | NE North | Merrimack Valley | Newburyport 36 | Newburyport | 14-36L1 | Newburyport | N | 0 | 0 | 0 | 0 | Other | 0 | No | 0 | 0 | Other | Other | 0 | 0 | 0 | 0 | 0 | 0 | 0 | 0 | 0 | 0 | No
Mass Electric | NE North | Merrimack Valley | Newburyport 36 | Newburyport | 14-36L2 | Newbury, Newburyport | N | 0 | 0 | 0 | 0 | Other | 0 | No | 0 | 0 | Other | Other | 0 | 0 | 0 | 0 | 0 | 0 | 0 | 0 | 0 | 0 | No
Mass Electric | NE North | Merrimack Valley | Perry Street 3 | Lowell | 14-3J1 | Lowell | N | 0 | 0 | 0 | 0 | Other | 0 | No | 0 | 0 | Other | Other | 0 | 0 | 0 | 0 | 0 | 0 | 0 | 0 | 0 | 0 | No
Mass Electric | NE North | Merrimack Valley | Perry Street 3 | Lowell | 14-3J2 | Lowell | N | 0 | 0 | 0 | 0 | Other | 0 | No | 0 | 0 | Other | Other | 0 | 0 | 0 | 0 | 0 | 0 | 0 | 0 | 0 | 0 | No
Mass Electric | NE North | Merrimack Valley | Perry Street 3 | Lowell | 14-3J3 | Lowell | N | 0 | 0 | 0 | 0 | Other | 0 | No | 0 | 0 | Other | Other | 0 | 0 | 0 | 0 | 0 | 0 | 0 | 0 | 0 | 0 | No
Mass Electric | NE North | Merrimack Valley | Perry Street 3 | Lowell | 14-3J4 | Lowell | N | 0 | 0 | 0 | 0 | Other | 0 | No | 0 | 0 | Other | Other | 0 | 0 | 0 | 0 | 0 | 0 | 0 | 0 | 0 | 0 | No
Mass Electric | NE North | Merrimack Valley | Andover 3 | Andover | 14-3J40 | Andover | N | 0 | 0 | 0 | 0 | Other | 0 | No | 0 | 0 | Other | Other | 0 | 0 | 0 | 0 | 0 | 0 | 0 | 0 | 0 | 0 | No
Mass Electric | NE North | Merrimack Valley | Andover 3 | Andover | 14-3J41 | Andover | N | 0 | 0 | 0 | 0 | Other | 0 | No | 0 | 0 | Other | Other | 0 | 0 | 0 | 0 | 0 | 0 | 0 | 0 | 0 | 0 | No
Mass Electric | NE North | Merrimack Valley | Andover 3 | Andover | 14-3J42 | Andover | N | 0 | 0 | 0 | 0 | Other | 0 | No | 0 | 0 | Other | Other | 0 | 0 | 0 | 0 | 0 | 0 | 0 | 0 | 0 | 0 | No
Mass Electric | NE North | Merrimack Valley | Andover 3 | Andover | 14-3J43 | Andover | N | 0 | 0 | 0 | 0 | Other | 0 | No | 0 | 0 | Other | Other | 0 | 0 | 0 | 0 | 0 | 0 | 0 | 0 | 0 | 0 | No
Mass Electric | NE North | Merrimack Valley | Andover 3 | Andover | 14-3J44 | Andover | N | 0 | 0 | 0 | 0 | Other | 0 | No | 0 | 0 | Other | Other | 0 | 0 | 0 | 0 | 0 | 0 | 0 | 0 | 0 | 0 | No
Mass Electric | NE North | Merrimack Valley | Andover 3 | Andover | 14-3J45 | Andover | N | 0 | 0 | 0 | 0 | Other | 0 | No | 0 | 0 | Other | Other | 0 | 0 | 0 | 0 | 0 | 0 | 0 | 0 | 0 | 0 | No
Mass Electric | NE North | Merrimack Valley | Perry Street 3 | Lowell | 14-3J5 | Lowell | N | 0 | 0 | 0 | 0 | Other | 0 | No | 0 | 0 | Other | Other | 0 | 0 | 0 | 0 | 0 | 0 | 0 | 0 | 0 | 0 | No
Mass Electric | NE North | Merrimack Valley | Perry Street 3 | Lowell | 14-3J6 | Lowell | N | 0 | 0 | 0 | 0 | Other | 0 | No | 0 | 0 | Other | Other | 0 | 0 | 0 | 0 | 0 | 0 | 0 | 0 | 0 | 0 | No
Mass Electric | NE North | Merrimack Valley | Perry Street 3 | Lowell | 14-3J7 | Lowell | N | 0 | 0 | 0 | 0 | Other | 0 | No | 0 | 0 | Other | Other | 0 | 0 | 0 | 0 | 0 | 0 | 0 | 0 | 0 | 0 | No
Mass Electric | NE North | Merrimack Valley | Perry Street 3 | Lowell | 14-3L1 | Lowell | N | 0 | 0 | 0 | 0 | Other | 0 | No | 0 | 0 | Other | Other | 0 | 0 | 0 | 0 | 0 | 0 | 0 | 0 | 0 | 0 | No
Mass Electric | NE North | Merrimack Valley | Perry Street 3 | Lowell | 14-3L2 | Lowell, Tewksbury | N | 0 | 0 | 0 | 0 | Other | 0 | No | 0 | 0 | Other | Other | 0 | 0 | 0 | 0 | 0 | 0 | 0 | 0 | 0 | 0 | No
Mass Electric | NE North | Merrimack Valley | Perry Street 3 | Lowell | 14-3L4 | Chelmsford, Lowell, Tewksbury | N | 0 | 0 | 0 | 0 | Other | 0 | No | 0 | 0 | Other | Other | 0 | 0 | 0 | 0 | 0 | 0 | 0 | 0 | 0 | 0 | No
Mass Electric | NE North | Merrimack Valley | Perry Street 3 | Lowell | 14-3L5 | Lowell | N | 0 | 0 | 0 | 0 | Other | 0 | No | 0 | 0 | Other | Other | 0 | 0 | 0 | 0 | 0 | 0 | 0 | 0 | 0 | 0 | No
Mass Electric | NE North | Merrimack Valley | Ward Hill 43 | Haverhill | 14-43L1 | Haverhill, Lawrence, Methuen | N | 0 | 0 | 0 | 0 | Other | 0 | No | 0 | 0 | Other | Other | 0 | 0 | 0 | 0 | 0 | 0 | 0 | 0 | 0 | 0 | No
Mass Electric | NE North | Merrimack Valley | Ward Hill 43 | Haverhill | 14-43L2 | Haverhill, Methuen | N | 0 | 0 | 0 | 0 | Other | 0 | No | 0 | 0 | Other | Other | 0 | 0 | 0 | 0 | 0 | 0 | 0 | 0 | 0 | 0 | No
Mass Electric | NE North | Merrimack Valley | Ward Hill 43 | Haverhill | 14-43L3 | Haverhill | N | 0 | 0 | 0 | 0 | Other | 0 | No | 0 | 0 | Other | Other | 0 | 0 | 0 | 0 | 0 | 0 | 0 | 0 | 0 | 0 | No
Mass Electric | NE North | Merrimack Valley | Ward Hill 43 | Haverhill | 14-43L4 | Haverhill, Lawrence, Methuen | N | 0 | 0 | 0 | 0 | Other | 0 | No | 0 | 0 | Other | Other | 0 | 0 | 0 | 0 | 0 | 0 | 0 | 0 | 0 | 0 | No
Mass Electric | NE North | Merrimack Valley | Ward Hill 43 | Haverhill | 14-43L6 | Haverhill | N | 0 | 0 | 0 | 0 | Other | 0 | No | 0 | 0 | Other | Other | 0 | 0 | 0 | 0 | 0 | 0 | 0 | 0 | 0 | 0 | No
Mass Electric | NE North | Merrimack Valley | Ward Hill 43 | Haverhill | 14-43L7 | Boxford, Haverhill, North Andover | N | 0 | 0 | 0 | 0 | Other | 0 | No | 0 | 0 | Other | Other | 0 | 0 | 0 | 0 | 0 | 0 | 0 | 0 | 0 | 0 | No
Mass Electric | NE North | Merrimack Valley | Ward Hill 43 | Haverhill | 14-43L8 | Haverhill | N | 0 | 0 | 0 | 0 | Other | 0 | No | 0 | 0 | Other | Other | 0 | 0 | 0 | 0 | 0 | 0 | 0 | 0 | 0 | 0 | No
Mass Electric | NE North | Merrimack Valley | West Newbury 47 | West Newbury | 14-47L1 | Haverhill, Merrimack, West Newbury | N | 0 | 0 | 0 | 0 | Other | 0 | No | 0 | 0 | Other | Other | 0 | 0 | 0 | 0 | 0 | 0 | 0 | 0 | 0 | 0 | No
Mass Electric | NE North | Merrimack Valley | West Newbury 47 | West Newbury | 14-47L2 | Newburyport, West Newbury | N | 0 | 0 | 0 | 0 | Other | 0 | No | 0 | 0 | Other | Other | 0 | 0 | 0 | 0 | 0 | 0 | 0 | 0 | 0 | 0 | No
Mass Electric | NE North | Merrimack Valley | North Haverhill 48 | Haverhill | 14-48L1 | Haverhill | N | 0 | 0 | 0 | 0 | Other | 0 | No | 0 | 0 | Other | Other | 0 | 0 | 0 | 0 | 0 | 0 | 0 | 0 | 0 | 0 | No
Mass Electric | NE North | Merrimack Valley | North Haverhill 48 | Haverhill | 14-48L2 | Haverhill | N | 0 | 0 | 0 | 0 | Other | 0 | No | 0 | 0 | Other | Other | 0 | 0 | 0 | 0 | 0 | 0 | 0 | 0 | 0 | 0 | No
Mass Electric | NE North | Merrimack Valley | North Haverhill 48 | Haverhill | 14-48L3 | Haverhill | N | 0 | 0 | 0 | 0 | Other | 0 | No | 0 | 0 | Other | Other | 0 | 0 | 0 | 0 | 0 | 0 | 0 | 0 | 0 | 0 | No
Mass Electric | NE North | Merrimack Valley | North Haverhill 48 | Haverhill | 14-48L4 | Haverhill | N | 0 | 0 | 0 | 0 | Other | 0 | No | 0 | 0 | Other | Other | 0 | 0 | 0 | 0 | 0 | 0 | 0 | 0 | 0 | 0 | No
Mass Electric | NE North | Merrimack Valley | Ballardvale 50 | Andover | 14-50L1 | Andover | N | 0 | 0 | 0 | 0 | Other | 0 | No | 0 | 0 | Other | Other | 0 | 0 | 0 | 0 | 0 | 0 | 0 | 0 | 0 | 0 | No
Mass Electric | NE North | Merrimack Valley | Ballardvale 50 | Andover | 14-50L2 | Andover | N | 0 | 0 | 0 | 0 | Other | 0 | No | 0 | 0 | Other | Other | 0 | 0 | 0 | 0 | 0 | 0 | 0 | 0 | 0 | 0 | No
Mass Electric | NE North | Merrimack Valley | Ballardvale 50 | Andover | 14-50L3 | Andover | N | 0 | 0 | 0 | 0 | Other | 0 | No | 0 | 0 | Other | Other | 0 | 0 | 0 | 0 | 0 | 0 | 0 | 0 | 0 | 0 | No
Mass Electric | NE North | Merrimack Valley | Lawrence Street 53 | Lawrence | 14-53J1 | Lawrence | N | 0 | 0 | 0 | 0 | Other | 0 | No | 0 | 0 | Other | Other | 0 | 0 | 0 | 0 | 0 | 0 | 0 | 0 | 0 | 0 | No
Mass Electric | NE North | Merrimack Valley | Lawrence Street 53 | Lawrence | 14-53J2 | Lawrence | N | 0 | 0 | 0 | 0 | Other | 0 | No | 0 | 0 | Other | Other | 0 | 0 | 0 | 0 | 0 | 0 | 0 | 0 | 0 | 0 | No
Mass Electric | NE North | Merrimack Valley | Lawrence Street 53 | Lawrence | 14-53J3 | Lawrence | N | 0 | 0 | 0 | 0 | Other | 0 | No | 0 | 0 | Other | Other | 0 | 0 | 0 | 0 | 0 | 0 | 0 | 0 | 0 | 0 | No
Mass Electric | NE North | Merrimack Valley | Lawrence Street 53 | Lawrence | 14-53J4 | Lawrence, Methuen | N | 0 | 0 | 0 | 0 | Other | 0 | No | 0 | 0 | Other | Other | 0 | 0 | 0 | 0 | 0 | 0 | 0 | 0 | 0 | 0 | No
Mass Electric | NE North | Merrimack Valley | Lawrence Street 53 | Lawrence | 14-53J5 | Lawrence, Methuen | N | 0 | 0 | 0 | 0 | Other | 0 | No | 0 | 0 | Other | Other | 0 | 0 | 0 | 0 | 0 | 0 | 0 | 0 | 0 | 0 | No
Mass Electric | NE North | Merrimack Valley | Burtt Road 54 | Andover | 14-54L1 | Andover, Wilmington | N | 0 | 0 | 0 | 0 | Other | 0 | No | 0 | 0 | Other | Other | 0 | 0 | 0 | 0 | 0 | 0 | 0 | 0 | 0 | 0 | No
Mass Electric | NE North | Merrimack Valley | Burtt Road 54 | Andover | 14-54L2 | Andover | N | 0 | 0 | 0 | 0 | Other | 0 | No | 0 | 0 | Other | Other | 0 | 0 | 0 | 0 | 0 | 0 | 0 | 0 | 0 | 0 | No
Mass Electric | NE North | Merrimack Valley | Burtt Road 54 | Andover | 14-54L3 | Andover, North Andover | N | 0 | 0 | 0 | 0 | Other | 0 | No | 0 | 0 | Other | Other | 0 | 0 | 0 | 0 | 0 | 0 | 0 | 0 | 0 | 0 | No
Mass Electric | NE North | Merrimack Valley | Burtt Road 54 | Andover | 14-54L4 | Andover | N | 0 | 0 | 0 | 0 | Other | 0 | No | 0 | 0 | Other | Other | 0 | 0 | 0 | 0 | 0 | 0 | 0 | 0 | 0 | 0 | No
Mass Electric | NE North | Merrimack Valley | Dale Street 55 | North Andover | 14-55L1 | North Andover | N | 0 | 0 | 0 | 0 | Other | 0 | No | 0 | 0 | Other | Other | 0 | 0 | 0 | 0 | 0 | 0 | 0 | 0 | 0 | 0 | No
Mass Electric | NE North | Merrimack Valley | Dale Street 55 | North Andover | 14-55L2 | North Andover | N | 0 | 0 | 0 | 0 | Other | 0 | No | 0 | 0 | Other | Other | 0 | 0 | 0 | 0 | 0 | 0 | 0 | 0 | 0 | 0 | No
Mass Electric | NE North | Merrimack Valley | Woodchuck Hill 56 | North Andover | 14-56L1 | Andover, North Andover | N | 0 | 0 | 0 | 0 | Other | 0 | No | 0 | 0 | Other | Other | 0 | 0 | 0 | 0 | 0 | 0 | 0 | 0 | 0 | 0 | No
Mass Electric | NE North | Merrimack Valley | Woodchuck Hill 56 | North Andover | 14-56L2 | Boxford, North Andover | N | 0 | 0 | 0 | 0 | Other | 0 | No | 0 | 0 | Other | Other | 0 | 0 | 0 | 0 | 0 | 0 | 0 | 0 | 0 | 0 | No
Mass Electric | NE North | Merrimack Valley | Woodchuck Hill 56 | North Andover | 14-56L3 | Boxford, North Andover | N | 0 | 0 | 0 | 0 | Other | 0 | No | 0 | 0 | Other | Other | 0 | 0 | 0 | 0 | 0 | 0 | 0 | 0 | 0 | 0 | No
Mass Electric | NE North | Merrimack Valley | Westford 57 | Westford | 14-57L1 | Littleton, Westford | N | 0 | 0 | 0 | 0 | Other | 0 | No | 0 | 0 | Other | Other | 0 | 0 | 0 | 0 | 0 | 0 | 0 | 0 | 0 | 0 | No
Mass Electric | NE North | Merrimack Valley | Westford 57 | Westford | 14-57L2 | Tyngsborough, Westford | N | 0 | 0 | 0 | 0 | Other | 0 | No | 0 | 0 | Other | Other | 0 | 0 | 0 | 0 | 0 | 0 | 0 | 0 | 0 | 0 | No
Mass Electric | NE North | Merrimack Valley | Westford 57 | Westford | 14-57L3 | Dunstable, Littleton, Tyngsborough, Westford | N | 0 | 0 | 0 | 0 | Other | 0 | No | 0 | 0 | Other | Other | 0 | 0 | 0 | 0 | 0 | 0 | 0 | 0 | 0 | 0 | No
Mass Electric | NE North | Merrimack Valley | Westford 57 | Westford | 14-57L4 | Westford | N | 0 | 0 | 0 | 0 | Other | 0 | No | 0 | 0 | Other | Other | 0 | 0 | 0 | 0 | 0 | 0 | 0 | 0 | 0 | 0 | No
Mass Electric | NE North | Merrimack Valley | Boston Road 58 | Westford | 14-58L1 | Chelmsford, Westford | N | 0 | 0 | 0 | 0 | Other | 0 | No | 0 | 0 | Other | Other | 0 | 0 | 0 | 0 | 0 | 0 | 0 | 0 | 0 | 0 | No
Mass Electric | NE North | Merrimack Valley | Boston Road 58 | Westford | 14-58L2 | Chelmsford, Westford | N | 0 | 0 | 0 | 0 | Other | 0 | No | 0 | 0 | Other | Other | 0 | 0 | 0 | 0 | 0 | 0 | 0 | 0 | 0 | 0 | No
Mass Electric | NE North | Merrimack Valley | Boston Road 58 | Westford | 14-58L3 | Westford | N | 0 | 0 | 0 | 0 | Other | 0 | No | 0 | 0 | Other | Other | 0 | 0 | 0 | 0 | 0 | 0 | 0 | 0 | 0 | 0 | No
Mass Electric | NE North | Merrimack Valley | East Tewksbury 59 | Tewksbury | 14-59L1 | Andover, Tewksbury | N | 0 | 0 | 0 | 0 | Other | 0 | No | 0 | 0 | Other | Other | 0 | 0 | 0 | 0 | 0 | 0 | 0 | 0 | 0 | 0 | No
Mass Electric | NE North | Merrimack Valley | East Tewksbury 59 | Tewksbury | 14-59L2 | Andover, Tewksbury | N | 0 | 0 | 0 | 0 | Other | 0 | No | 0 | 0 | Other | Other | 0 | 0 | 0 | 0 | 0 | 0 | 0 | 0 | 0 | 0 | No
Mass Electric | NE North | Merrimack Valley | East Tewksbury 59 | Tewksbury | 14-59L3 | Andover, Tewksbury, Wilmington | N | 0 | 0 | 0 | 0 | Other | 0 | No | 0 | 0 | Other | Other | 0 | 0 | 0 | 0 | 0 | 0 | 0 | 0 | 0 | 0 | No
Mass Electric | NE North | Merrimack Valley | East Tewksbury 59 | Tewksbury | 14-59L4 | Andover, Tewksbury | N | 0 | 0 | 0 | 0 | Other | 0 | No | 0 | 0 | Other | Other | 0 | 0 | 0 | 0 | 0 | 0 | 0 | 0 | 0 | 0 | No
Mass Electric | NE North | Merrimack Valley | East Tewksbury 59 | Tewksbury | 14-59L5 | Andover, Tewksbury | N | 0 | 0 | 0 | 0 | Other | 0 | No | 0 | 0 | Other | Other | 0 | 0 | 0 | 0 | 0 | 0 | 0 | 0 | 0 | 0 | No
Mass Electric | NE North | Merrimack Valley | East Tewksbury 59 | Tewksbury | 14-59L6 | Andover, North Andover, Tewksbury | N | 0 | 0 | 0 | 0 | Other | 0 | No | 0 | 0 | Other | Other | 0 | 0 | 0 | 0 | 0 | 0 | 0 | 0 | 0 | 0 | No
Mass Electric | NE North | Merrimack Valley | Amesbury 5 | Amesbury | 14-5J11 | Amesbury | N | 0 | 0 | 0 | 0 | Other | 0 | No | 0 | 0 | Other | Other | 0 | 0 | 0 | 0 | 0 | 0 | 0 | 0 | 0 | 0 | No
Mass Electric | NE North | Merrimack Valley | Amesbury 5 | Amesbury | 14-5J12 | Amesbury | N | 0 | 0 | 0 | 0 | Other | 0 | No | 0 | 0 | Other | Other | 0 | 0 | 0 | 0 | 0 | 0 | 0 | 0 | 0 | 0 | No
Mass Electric | NE North | Merrimack Valley | Amesbury 5 | Amesbury | 14-5J13 | Amesbury | N | 0 | 0 | 0 | 0 | Other | 0 | No | 0 | 0 | Other | Other | 0 | 0 | 0 | 0 | 0 | 0 | 0 | 0 | 0 | 0 | No
Mass Electric | NE North | Merrimack Valley | Amesbury 5 | Amesbury | 14-5J14 | Amesbury | N | 0 | 0 | 0 | 0 | Other | 0 | No | 0 | 0 | Other | Other | 0 | 0 | 0 | 0 | 0 | 0 | 0 | 0 | 0 | 0 | No
Mass Electric | NE North | Merrimack Valley | Amesbury 5 | Amesbury | 14-5J15 | Amesbury | N | 0 | 0 | 0 | 0 | Other | 0 | No | 0 | 0 | Other | Other | 0 | 0 | 0 | 0 | 0 | 0 | 0 | 0 | 0 | 0 | No
Mass Electric | NE North | Merrimack Valley | Amesbury 5 | Amesbury | 14-5J16 | Amesbury | N | 0 | 0 | 0 | 0 | Other | 0 | No | 0 | 0 | Other | Other | 0 | 0 | 0 | 0 | 0 | 0 | 0 | 0 | 0 | 0 | No
Mass Electric | NE North | Merrimack Valley | Methuen 5 | Methuen | 14-5J40 | Methuen | N | 0 | 0 | 0 | 0 | Other | 0 | No | 0 | 0 | Other | Other | 0 | 0 | 0 | 0 | 0 | 0 | 0 | 0 | 0 | 0 | No
Mass Electric | NE North | Merrimack Valley | Methuen 5 | Methuen | 14-5J41 | Methuen | N | 0 | 0 | 0 | 0 | Other | 0 | No | 0 | 0 | Other | Other | 0 | 0 | 0 | 0 | 0 | 0 | 0 | 0 | 0 | 0 | No
Mass Electric | NE North | Merrimack Valley | Methuen 5 | Methuen | 14-5J42 | Methuen | N | 0 | 0 | 0 | 0 | Other | 0 | No | 0 | 0 | Other | Other | 0 | 0 | 0 | 0 | 0 | 0 | 0 | 0 | 0 | 0 | No
Mass Electric | NE North | Merrimack Valley | Methuen 5 | Methuen | 14-5J43 | Methuen | N | 0 | 0 | 0 | 0 | Other | 0 | No | 0 | 0 | Other | Other | 0 | 0 | 0 | 0 | 0 | 0 | 0 | 0 | 0 | 0 | No
Mass Electric | NE North | Merrimack Valley | Methuen 5 | Methuen | 14-5J44 | Methuen | N | 0 | 0 | 0 | 0 | Other | 0 | No | 0 | 0 | Other | Other | 0 | 0 | 0 | 0 | 0 | 0 | 0 | 0 | 0 | 0 | No
Mass Electric | NE North | Merrimack Valley | Methuen 5 | Methuen | 14-5J45 | Methuen | N | 0 | 0 | 0 | 0 | Other | 0 | No | 0 | 0 | Other | Other | 0 | 0 | 0 | 0 | 0 | 0 | 0 | 0 | 0 | 0 | No
Mass Electric | NE North | Merrimack Valley | Newbury 60 | Newbury | 14-60L1 | Newbury, Newburyport | N | 0 | 0 | 0 | 0 | Other | 0 | No | 0 | 0 | Other | Other | 0 | 0 | 0 | 0 | 0 | 0 | 0 | 0 | 0 | 0 | No
Mass Electric | NE North | Merrimack Valley | Newbury 60 | Newbury | 14-60L2 | Newbury | N | 0 | 0 | 0 | 0 | Other | 0 | No | 0 | 0 | Other | Other | 0 | 0 | 0 | 0 | 0 | 0 | 0 | 0 | 0 | 0 | No
Mass Electric | NE North | Merrimack Valley | Newbury 60 | Newbury | 14-60L3 | Newbury, Newburyport | N | 0 | 0 | 0 | 0 | Other | 0 | No | 0 | 0 | Other | Other | 0 | 0 | 0 | 0 | 0 | 0 | 0 | 0 | 0 | 0 | No
Mass Electric | NE North | Merrimack Valley | Newbury 60 | Newbury | 14-60L4 | Newbury, Newburyport | N | 0 | 0 | 0 | 0 | Other | 0 | No | 0 | 0 | Other | Other | 0 | 0 | 0 | 0 | 0 | 0 | 0 | 0 | 0 | 0 | No
Mass Electric | NE North | Merrimack Valley | South Union St 61 | Lawrence | 14-61L1 | Lawrence | N | 0 | 0 | 0 | 0 | Other | 0 | No | 0 | 0 | Other | Other | 0 | 0 | 0 | 0 | 0 | 0 | 0 | 0 | 0 | 0 | No
Mass Electric | NE North | Merrimack Valley | South Union St 61 | Lawrence | 14-61L2 | Andover, Lawrence, North Andover | N | 0 | 0 | 0 | 0 | Other | 0 | No | 0 | 0 | Other | Other | 0 | 0 | 0 | 0 | 0 | 0 | 0 | 0 | 0 | 0 | No
Mass Electric | NE North | Merrimack Valley | South Union St 61 | Lawrence | 14-61L3 | Andover, Lawrence | N | 0 | 0 | 0 | 0 | Other | 0 | No | 0 | 0 | Other | Other | 0 | 0 | 0 | 0 | 0 | 0 | 0 | 0 | 0 | 0 | No
Mass Electric | NE North | Merrimack Valley | River Road 62 | Andover | 14-62L2 | Andover | N | 0 | 0 | 0 | 0 | Other | 0 | No | 0 | 0 | Other | Other | 0 | 0 | 0 | 0 | 0 | 0 | 0 | 0 | 0 | 0 | No
Mass Electric | NE North | Merrimack Valley | West Methuen 63 | Methuen | 14-63L1 | Lawrence, Methuen | N | 0 | 0 | 0 | 0 | Other | 0 | No | 0 | 0 | Other | Other | 0 | 0 | 0 | 0 | 0 | 0 | 0 | 0 | 0 | 0 | No
Mass Electric | NE North | Merrimack Valley | West Methuen 63 | Methuen | 14-63L2 | Methuen | N | 0 | 0 | 0 | 0 | Other | 0 | No | 0 | 0 | Other | Other | 0 | 0 | 0 | 0 | 0 | 0 | 0 | 0 | 0 | 0 | No
Mass Electric | NE North | Merrimack Valley | East Bradford 65 | Haverhill | 14-65L1 | Haverhill | N | 0 | 0 | 0 | 0 | Other | 0 | No | 0 | 0 | Other | Other | 0 | 0 | 0 | 0 | 0 | 0 | 0 | 0 | 0 | 0 | No
Mass Electric | NE North | Merrimack Valley | East Bradford 65 | Haverhill | 14-65L3 | Boxford, Haverhill | N | 0 | 0 | 0 | 0 | Other | 0 | No | 0 | 0 | Other | Other | 0 | 0 | 0 | 0 | 0 | 0 | 0 | 0 | 0 | 0 | No
Mass Electric | NE North | Merrimack Valley | Hillside 66 | Amesbury | 14-66L1 | Amesbury | N | 0 | 0 | 0 | 0 | Other | 0 | No | 0 | 0 | Other | Other | 0 | 0 | 0 | 0 | 0 | 0 | 0 | 0 | 0 | 0 | No
Mass Electric | NE North | Merrimack Valley | Hillside 66 | Amesbury | 14-66L2 | Amesbury | N | 0 | 0 | 0 | 0 | Other | 0 | No | 0 | 0 | Other | Other | 0 | 0 | 0 | 0 | 0 | 0 | 0 | 0 | 0 | 0 | No
Mass Electric | NE North | Merrimack Valley | North Lawrence 6 | Lawrence | 14-6J1 | Lawrence | N | 0 | 0 | 0 | 0 | Other | 0 | No | 0 | 0 | Other | Other | 0 | 0 | 0 | 0 | 0 | 0 | 0 | 0 | 0 | 0 | No
Mass Electric | NE North | Merrimack Valley | North Lawrence 6 | Lawrence | 14-6J2 | Lawrence | N | 0 | 0 | 0 | 0 | Other | 0 | No | 0 | 0 | Other | Other | 0 | 0 | 0 | 0 | 0 | 0 | 0 | 0 | 0 | 0 | No
Mass Electric | NE North | Merrimack Valley | North Lawrence 6 | Lawrence | 14-6J3 | Lawrence | N | 0 | 0 | 0 | 0 | Other | 0 | No | 0 | 0 | Other | Other | 0 | 0 | 0 | 0 | 0 | 0 | 0 | 0 | 0 | 0 | No
Mass Electric | NE North | Merrimack Valley | North Lawrence 6 | Lawrence | 14-6J4 | Lawrence | N | 0 | 0 | 0 | 0 | Other | 0 | No | 0 | 0 | Other | Other | 0 | 0 | 0 | 0 | 0 | 0 | 0 | 0 | 0 | 0 | No
Mass Electric | NE North | Merrimack Valley | North Lawrence 6 | Lawrence | 14-6J5 | Lawrence | N | 0 | 0 | 0 | 0 | Other | 0 | No | 0 | 0 | Other | Other | 0 | 0 | 0 | 0 | 0 | 0 | 0 | 0 | 0 | 0 | No
Mass Electric | NE North | Merrimack Valley | North Lawrence 6 | Lawrence | 14-6J6 | Lawrence | N | 0 | 0 | 0 | 0 | Other | 0 | No | 0 | 0 | Other | Other | 0 | 0 | 0 | 0 | 0 | 0 | 0 | 0 | 0 | 0 | No
Mass Electric | NE North | Merrimack Valley | North Lawrence 6 | Lawrence | 14-6J8 | Lawrence, Methuen | N | 0 | 0 | 0 | 0 | Other | 0 | No | 0 | 0 | Other | Other | 0 | 0 | 0 | 0 | 0 | 0 | 0 | 0 | 0 | 0 | No
Mass Electric | NE North | Merrimack Valley | Billerica 70 | Billerica | 14-70L1 | Billerica, Lowell, Tewksbury | N | 0 | 0 | 0 | 0 | Other | 0 | No | 0 | 0 | Other | Other | 0 | 0 | 0 | 0 | 0 | 0 | 0 | 0 | 0 | 0 | No
Mass Electric | NE North | Merrimack Valley | Billerica 70 | Billerica | 14-70L2 | Billerica | N | 0 | 0 | 0 | 0 | Other | 0 | No | 0 | 0 | Other | Other | 0 | 0 | 0 | 0 | 0 | 0 | 0 | 0 | 0 | 0 | No
Mass Electric | NE North | Merrimack Valley | Billerica 70 | Billerica | 14-70L3 | Billerica, Chelmsford, Lowell | N | 0 | 0 | 0 | 0 | Other | 0 | No | 0 | 0 | Other | Other | 0 | 0 | 0 | 0 | 0 | 0 | 0 | 0 | 0 | 0 | No
Mass Electric | NE North | Merrimack Valley | Billerica 70 | Billerica | 14-70L4 | Billerica | N | 0 | 0 | 0 | 0 | Other | 0 | No | 0 | 0 | Other | Other | 0 | 0 | 0 | 0 | 0 | 0 | 0 | 0 | 0 | 0 | No
Mass Electric | NE North | Merrimack Valley | Billerica 70 | Billerica | 14-70L5 | Billerica | N | 0 | 0 | 0 | 0 | Other | 0 | No | 0 | 0 | Other | Other | 0 | 0 | 0 | 0 | 0 | 0 | 0 | 0 | 0 | 0 | No
Mass Electric | NE North | Merrimack Valley | Billerica 70 | Billerica | 14-70L6 | Billerica | N | 0 | 0 | 0 | 0 | Other | 0 | No | 0 | 0 | Other | Other | 0 | 0 | 0 | 0 | 0 | 0 | 0 | 0 | 0 | 0 | No
Mass Electric | NE North | Merrimack Valley | Billerica 70 | Billerica | 14-70L8 | Billerica, Tewksbury | N | 0 | 0 | 0 | 0 | Other | 0 | No | 0 | 0 | Other | Other | 0 | 0 | 0 | 0 | 0 | 0 | 0 | 0 | 0 | 0 | No
Mass Electric | NE North | Merrimack Valley | North Andover Jct 71 | North Andover | 14-71L1 | Andover, Lawrence, North Andover | N | 0 | 0 | 0 | 0 | Other | 0 | No | 0 | 0 | Other | Other | 0 | 0 | 0 | 0 | 0 | 0 | 0 | 0 | 0 | 0 | No
Mass Electric | NE North | Merrimack Valley | North Andover Jct 71 | North Andover | 14-71L3 | North Andover | N | 0 | 0 | 0 | 0 | Other | 0 | No | 0 | 0 | Other | Other | 0 | 0 | 0 | 0 | 0 | 0 | 0 | 0 | 0 | 0 | No
Mass Electric | NE North | Merrimack Valley | West Chelmsford 73 | Chelmsford | 14-73L1 | Chelmsford, Westford | N | 0 | 0 | 0 | 0 | Other | 0 | No | 0 | 0 | Other | Other | 0 | 0 | 0 | 0 | 0 | 0 | 0 | 0 | 0 | 0 | No
Mass Electric | NE North | Merrimack Valley | West Chelmsford 73 | Chelmsford | 14-73L2 | Chelmsford, Westford | N | 0 | 0 | 0 | 0 | Other | 0 | No | 0 | 0 | Other | Other | 0 | 0 | 0 | 0 | 0 | 0 | 0 | 0 | 0 | 0 | No
Mass Electric | NE North | Merrimack Valley | East Methuen 74 | Methuen | 14-74L1 | Haverhill, Methuen | N | 0 | 0 | 0 | 0 | Other | 0 | No | 0 | 0 | Other | Other | 0 | 0 | 0 | 0 | 0 | 0 | 0 | 0 | 0 | 0 | No
Mass Electric | NE North | Merrimack Valley | East Methuen 74 | Methuen | 14-74L2 | Methuen | N | 0 | 0 | 0 | 0 | Other | 0 | No | 0 | 0 | Other | Other | 0 | 0 | 0 | 0 | 0 | 0 | 0 | 0 | 0 | 0 | No
Mass Electric | NE North | Merrimack Valley | East Methuen 74 | Methuen | 14-74L3 | Lawrence, Methuen | N | 0 | 0 | 0 | 0 | Other | 0 | No | 0 | 0 | Other | Other | 0 | 0 | 0 | 0 | 0 | 0 | 0 | 0 | 0 | 0 | No
Mass Electric | NE North | Merrimack Valley | East Methuen 74 | Methuen | 14-74L4 | Lawrence, Methuen | N | 0 | 0 | 0 | 0 | Other | 0 | No | 0 | 0 | Other | Other | 0 | 0 | 0 | 0 | 0 | 0 | 0 | 0 | 0 | 0 | No
Mass Electric | NE North | Merrimack Valley | East Methuen 74 | Methuen | 14-74L5 | Haverhill, Methuen | N | 0 | 0 | 0 | 0 | Other | 0 | No | 0 | 0 | Other | Other | 0 | 0 | 0 | 0 | 0 | 0 | 0 | 0 | 0 | 0 | No
Mass Electric | NE North | Merrimack Valley | East Methuen 74 | Methuen | 14-74L6 | Lawrence, Methuen | N | 0 | 0 | 0 | 0 | Other | 0 | No | 0 | 0 | Other | Other | 0 | 0 | 0 | 0 | 0 | 0 | 0 | 0 | 0 | 0 | No
Mass Electric | NE North | Merrimack Valley | East Dracut 75 | Dracut | 14-75L1 | Dracut, Lowell | N | 0 | 0 | 0 | 0 | Other | 0 | No | 0 | 0 | Other | Other | 0 | 0 | 0 | 0 | 0 | 0 | 0 | 0 | 0 | 0 | No
Mass Electric | NE North | Merrimack Valley | East Dracut 75 | Dracut | 14-75L2 | Andover, Dracut, Lowell, Tewksbury | N | 0 | 0 | 0 | 0 | Other | 0 | No | 0 | 0 | Other | Other | 0 | 0 | 0 | 0 | 0 | 0 | 0 | 0 | 0 | 0 | No
Mass Electric | NE North | Merrimack Valley | East Dracut 75 | Dracut | 14-75L3 | Dracut, Methuen | N | 0 | 0 | 0 | 0 | Other | 0 | No | 0 | 0 | Other | Other | 0 | 0 | 0 | 0 | 0 | 0 | 0 | 0 | 0 | 0 | No
Mass Electric | NE North | Merrimack Valley | East Dracut 75 | Dracut | 14-75L4 | Dracut, Methuen | N | 0 | 0 | 0 | 0 | Other | 0 | No | 0 | 0 | Other | Other | 0 | 0 | 0 | 0 | 0 | 0 | 0 | 0 | 0 | 0 | No
Mass Electric | NE North | Merrimack Valley | East Dracut 75 | Dracut | 14-75L5 | Dracut, Lowell | N | 0 | 0 | 0 | 0 | Other | 0 | No | 0 | 0 | Other | Other | 0 | 0 | 0 | 0 | 0 | 0 | 0 | 0 | 0 | 0 | No
Mass Electric | NE North | Merrimack Valley | East Dracut 75 | Dracut | 14-75L6 | Dracut, Methuen | N | 0 | 0 | 0 | 0 | Other | 0 | No | 0 | 0 | Other | Other | 0 | 0 | 0 | 0 | 0 | 0 | 0 | 0 | 0 | 0 | No
Mass Electric | NE North | Merrimack Valley | Whittier 76 | Haverhill | 14-76L1 | Haverhill | N | 0 | 0 | 0 | 0 | Other | 0 | No | 0 | 0 | Other | Other | 0 | 0 | 0 | 0 | 0 | 0 | 0 | 0 | 0 | 0 | No
Mass Electric | NE North | Merrimack Valley | Whittier 76 | Haverhill | 14-76L3 | Haverhill | N | 0 | 0 | 0 | 0 | Other | 0 | No | 0 | 0 | Other | Other | 0 | 0 | 0 | 0 | 0 | 0 | 0 | 0 | 0 | 0 | No
Mass Electric | NE North | Merrimack Valley | Boulevard 77 | Lowell | 14-77L1 | Lowell | N | 0 | 0 | 0 | 0 | Other | 0 | No | 0 | 0 | Other | Other | 0 | 0 | 0 | 0 | 0 | 0 | 0 | 0 | 0 | 0 | No
Mass Electric | NE North | Merrimack Valley | Boulevard 77 | Lowell | 14-77L2 | Lowell | N | 0 | 0 | 0 | 0 | Other | 0 | No | 0 | 0 | Other | Other | 0 | 0 | 0 | 0 | 0 | 0 | 0 | 0 | 0 | 0 | No
Mass Electric | NE North | Merrimack Valley | Boulevard 77 | Lowell | 14-77L3 | Lowell, Tyngsborough | N | 0 | 0 | 0 | 0 | Other | 0 | No | 0 | 0 | Other | Other | 0 | 0 | 0 | 0 | 0 | 0 | 0 | 0 | 0 | 0 | No
Mass Electric | NE North | Merrimack Valley | North Dracut 78 | Dracut | 14-78L1 | Dracut | N | 0 | 0 | 0 | 0 | Other | 0 | No | 0 | 0 | Other | Other | 0 | 0 | 0 | 0 | 0 | 0 | 0 | 0 | 0 | 0 | No
Mass Electric | NE North | Merrimack Valley | North Dracut 78 | Dracut | 14-78L3 | Dracut | N | 0 | 0 | 0 | 0 | Other | 0 | No | 0 | 0 | Other | Other | 0 | 0 | 0 | 0 | 0 | 0 | 0 | 0 | 0 | 0 | No
Mass Electric | NE North | Merrimack Valley | North Dracut 78 | Dracut | 14-78L9 | Dracut | N | 0 | 0 | 0 | 0 | Other | 0 | No | 0 | 0 | Other | Other | 0 | 0 | 0 | 0 | 0 | 0 | 0 | 0 | 0 | 0 | No
Mass Electric | NE North | Merrimack Valley | North Andover 7 | North Andover | 14-7J1 | North Andover | N | 0 | 0 | 0 | 0 | Other | 0 | No | 0 | 0 | Other | Other | 0 | 0 | 0 | 0 | 0 | 0 | 0 | 0 | 0 | 0 | No
Mass Electric | NE North | Merrimack Valley | North Andover 7 | North Andover | 14-7J2 | North Andover | N | 0 | 0 | 0 | 0 | Other | 0 | No | 0 | 0 | Other | Other | 0 | 0 | 0 | 0 | 0 | 0 | 0 | 0 | 0 | 0 | No
Mass Electric | NE North | Merrimack Valley | North Andover 7 | North Andover | 14-7J3 | North Andover | N | 0 | 0 | 0 | 0 | Other | 0 | No | 0 | 0 | Other | Other | 0 | 0 | 0 | 0 | 0 | 0 | 0 | 0 | 0 | 0 | No
Mass Electric | NE North | Merrimack Valley | North Andover 7 | North Andover | 14-7J4 | North Andover | N | 0 | 0 | 0 | 0 | Other | 0 | No | 0 | 0 | Other | Other | 0 | 0 | 0 | 0 | 0 | 0 | 0 | 0 | 0 | 0 | No
Mass Electric | NE North | Merrimack Valley | Beach Road 7 | Salisbury | 14-7L1 | Salisbury | N | 0 | 0 | 0 | 0 | Other | 0 | No | 0 | 0 | Other | Other | 0 | 0 | 0 | 0 | 0 | 0 | 0 | 0 | 0 | 0 | No
Mass Electric | NE North | Merrimack Valley | Beach Road 7 | Salisbury | 14-7L2 | Salisbury | N | 0 | 0 | 0 | 0 | Other | 0 | No | 0 | 0 | Other | Other | 0 | 0 | 0 | 0 | 0 | 0 | 0 | 0 | 0 | 0 | No
Mass Electric | NE North | Merrimack Valley | Beach Road 7 | Salisbury | 14-7L4 | Salisbury | N | 0 | 0 | 0 | 0 | Other | 0 | No | 0 | 0 | Other | Other | 0 | 0 | 0 | 0 | 0 | 0 | 0 | 0 | 0 | 0 | No
Mass Electric | NE North | Merrimack Valley | West Andover 8 | Andover | 14-8L1 | Andover, Lawrence | N | 0 | 0 | 0 | 0 | Other | 0 | No | 0 | 0 | Other | Other | 0 | 0 | 0 | 0 | 0 | 0 | 0 | 0 | 0 | 0 | No
Mass Electric | NE North | Merrimack Valley | West Andover 8 | Andover | 14-8L2 | Andover, Lawrence, Methuen | N | 0 | 0 | 0 | 0 | Other | 0 | No | 0 | 0 | Other | Other | 0 | 0 | 0 | 0 | 0 | 0 | 0 | 0 | 0 | 0 | No
Mass Electric | NE North | Merrimack Valley | West Andover 8 | Andover | 14-8L3 | Andover, Lawrence | N | 0 | 0 | 0 | 0 | Other | 0 | No | 0 | 0 | Other | Other | 0 | 0 | 0 | 0 | 0 | 0 | 0 | 0 | 0 | 0 | No
Mass Electric | NE North | Merrimack Valley | West Andover 8 | Andover | 14-8T1 | Andover, Lawrence | N | 0 | 0 | 0 | 0 | Other | 0 | No | 0 | 0 | Other | Other | 0 | 0 | 0 | 0 | 0 | 0 | 0 | 0 | 0 | 0 | No
Mass Electric | NE North | Merrimack Valley | West Andover 8 | Andover | 14-8T2 | Andover, Lawrence | N | 0 | 0 | 0 | 0 | Other | 0 | No | 0 | 0 | Other | Other | 0 | 0 | 0 | 0 | 0 | 0 | 0 | 0 | 0 | 0 | No
Mass Electric | NE North | Merrimack Valley | Pinehurst 92 | Billerica | 14-92L1 | Billerica | N | 0 | 0 | 0 | 0 | Other | 0 | No | 0 | 0 | Other | Other | 0 | 0 | 0 | 0 | 0 | 0 | 0 | 0 | 0 | 0 | No
Mass Electric | NE North | Merrimack Valley | Pinehurst 92 | Billerica | 14-92L2 | Billerica | N | 0 | 0 | 0 | 0 | Other | 0 | No | 0 | 0 | Other | Other | 0 | 0 | 0 | 0 | 0 | 0 | 0 | 0 | 0 | 0 | No
Mass Electric | NE North | Merrimack Valley | Pinehurst 92 | Billerica | 14-92L3 | Billerica | N | 0 | 0 | 0 | 0 | Other | 0 | No | 0 | 0 | Other | Other | 0 | 0 | 0 | 0 | 0 | 0 | 0 | 0 | 0 | 0 | No
Mass Electric | NE North | Merrimack Valley | Pinehurst 92 | Billerica | 14-92L4 | Billerica | N | 0 | 0 | 0 | 0 | Other | 0 | No | 0 | 0 | Other | Other | 0 | 0 | 0 | 0 | 0 | 0 | 0 | 0 | 0 | 0 | No
Mass Electric | NE North | Merrimack Valley | Pinehurst 92 | Billerica | 14-92L6 | Billerica | N | 0 | 0 | 0 | 0 | Other | 0 | No | 0 | 0 | Other | Other | 0 | 0 | 0 | 0 | 0 | 0 | 0 | 0 | 0 | 0 | No
Mass Electric | NE North | Merrimack Valley | Chelmsford 9 | Chelmsford | 14-9J1 | Chelmsford | N | 0 | 0 | 0 | 0 | Other | 0 | No | 0 | 0 | Other | Other | 0 | 0 | 0 | 0 | 0 | 0 | 0 | 0 | 0 | 0 | No
Mass Electric | NE North | Merrimack Valley | Chelmsford 9 | Chelmsford | 14-9J2 | Chelmsford | N | 0 | 0 | 0 | 0 | Other | 0 | No | 0 | 0 | Other | Other | 0 | 0 | 0 | 0 | 0 | 0 | 0 | 0 | 0 | 0 | No
Mass Electric | NE North | Merrimack Valley | Chelmsford 9 | Chelmsford | 14-9J3 | Chelmsford | N | 0 | 0 | 0 | 0 | Other | 0 | No | 0 | 0 | Other | Other | 0 | 0 | 0 | 0 | 0 | 0 | 0 | 0 | 0 | 0 | No
Mass Electric | NE North | Merrimack Valley | Reading 12 | Andover | 14-FD12H1 | Andover | N | 0 | 0 | 0 | 0 | Other | 0 | No | 0 | 0 | Other | Other | 0 | 0 | 0 | 0 | 0 | 0 | 0 | 0 | 0 | 0 | No
Nantucket Electric | NE South | Nantucket | Candle Street 101 | Nantucket | 04-101L1 | Nantucket | N | 0 | 0 | 0 | 0 | Other | 0 | No | 0 | 0 | Other | Other | 0 | 0 | 0 | 0 | 0 | 0 | 0 | 0 | 0 | 0 | No
Nantucket Electric | NE South | Nantucket | Candle Street 101 | Nantucket | 04-101L2 | Nantucket | N | 0 | 0 | 0 | 0 | Other | 0 | No | 0 | 0 | Other | Other | 0 | 0 | 0 | 0 | 0 | 0 | 0 | 0 | 0 | 0 | No
Nantucket Electric | NE South | Nantucket | Candle Street 101 | Nantucket | 04-101L3 | Nantucket | N | 0 | 0 | 0 | 0 | Other | 0 | No | 0 | 0 | Other | Other | 0 | 0 | 0 | 0 | 0 | 0 | 0 | 0 | 0 | 0 | No
Nantucket Electric | NE South | Nantucket | Candle Street 101 | Nantucket | 04-101L4 | Nantucket | N | 0 | 0 | 0 | 0 | Other | 0 | No | 0 | 0 | Other | Other | 0 | 0 | 0 | 0 | 0 | 0 | 0 | 0 | 0 | 0 | No
Nantucket Electric | NE South | Nantucket | Candle Street 101 | Nantucket | 04-101L5 | Nantucket | N | 0 | 0 | 0 | 0 | Other | 0 | No | 0 | 0 | Other | Other | 0 | 0 | 0 | 0 | 0 | 0 | 0 | 0 | 0 | 0 | No
Nantucket Electric | NE South | Nantucket | Candle Street 101 | Nantucket | 04-101L6 | Nantucket | N | 0 | 0 | 0 | 0 | Other | 0 | No | 0 | 0 | Other | Other | 0 | 0 | 0 | 0 | 0 | 0 | 0 | 0 | 0 | 0 | No
Nantucket Electric | NE South | Nantucket | Candle Street 101 | Nantucket | 04-101L7 | Nantucket | N | 0 | 0 | 0 | 0 | Other | 0 | No | 0 | 0 | Other | Other | 0 | 0 | 0 | 0 | 0 | 0 | 0 | 0 | 0 | 0 | No
TOTALS | [7 empty] | 0 | 0 | 0 | 0 | 0 | 5 | 0 | 0 | 0 | 0 | 0 | 0 | 4 | 0 | 2 | 0 | 0 | 0 | 0 | 7 | 0 | 0
NOTES
Data in entry cells of template is for reference only and should be overwritten with actual Company provided data. Please add rows for each additional substation/feeder as necessary.
(1) For each feeder reported, identify all cities and towns (separated by commas) where customers served by the feeder are located.
(2) Enter "Y" for a feeder that is included in an Annual Report for the first time or "N" for a feeder that was included in a previous Annual Report.
(3) For each substation reported, include a row that identifies all grid modernization technologies deployed at the substation level.
(4) For each cell I7 through AC7, please populate cells with: (i) a number, (ii) Yes/No, or (iii) other (provide explanation).

## 2. Feeder Deployment Cumulative
TABLE 2 | Feeder Deployment Cumulative |  | Company Name | National Grid
|  |  | Plan Year | 2019
This table presents the required format for the reporting of the cumulative deployment of grid modernization technologies at the feeder/substation level at the end of the plan year.
Feeder/Substation Identification | [7 empty] | Monitoring & Control (SCADA) | [6 empty] | Distribution Automation |  |  |  | Volt-Var Optimization |  |  |  |  | Advanced Distribution Management System (ADMS) |  |  | Communications |  | Workforce Management
Company Name | Division Name | District Name | Substation Name | Substation Location (City/Town) | Feeder ID | Feeder Location (Cities/Towns) (1) | Initial Inclusion of Feeder in Report (Y/N) (2) | Microprocessor Relay | 4kV Circuit Breaker SCADA | Recloser SCADA | Padmount Switch SCADA | Network Protector SCADA | Feeder Monitors | OMS/AMI Integration | OH DA | OH DA w/Ties | 4kV Oil Switch Replacement | 4kV VFI Retrofit for DA | VVO - Regulators | VVO - Capacitor Banks | VVO - LTC Controls | VVO - Line Sensors | VVO - IT Work | Advanced Load Flow | GIS Survey (Expense) | Dist. Management System | Numbers of Nodes | Miles of Fiber | Mobile Damage Assessment
Mass Electric | NE North | Central | Lashaway 525 | North Brookfield | 01-0012 | North Brookfield | N | 0 | 0 | 0 | 0 | Other | 0 | No | 0 | 0 | Other | Other | 0 | 0 | 0 | 0 | 0 | 0 | 0 | 0 | 0 | 0 | No
Mass Electric | NE North | Central | Rena Street 10 | Worcester | 01-10J323 | Worcester | N | 0 | 0 | 0 | 0 | Other | 0 | No | 0 | 0 | Other | Other | 0 | 0 | 0 | 0 | 0 | 0 | 0 | 0 | 0 | 0 | No
Mass Electric | NE North | Central | Rena Street 10 | Worcester | 01-10J366 | Worcester | N | 0 | 0 | 0 | 0 | Other | 0 | No | 0 | 0 | Other | Other | 0 | 0 | 0 | 0 | 0 | 0 | 0 | 0 | 0 | 0 | No
Mass Electric | NE North | Central | Rena Street 10 | Worcester | 01-10J383 | Worcester | N | 0 | 0 | 0 | 0 | Other | 0 | No | 0 | 0 | Other | Other | 0 | 0 | 0 | 0 | 0 | 0 | 0 | 0 | 0 | 0 | No
Mass Electric | NE North | Central | Faraday Street 11 | Worcester | 01-11J314 | Worcester | N | 0 | 0 | 0 | 0 | Other | 0 | No | 0 | 0 | Other | Other | 0 | 0 | 0 | 0 | 0 | 0 | 0 | 0 | 0 | 0 | No
Mass Electric | NE North | Central | Faraday Street 11 | Worcester | 01-11J325 | Worcester | N | 0 | 0 | 0 | 0 | Other | 0 | No | 0 | 0 | Other | Other | 0 | 0 | 0 | 0 | 0 | 0 | 0 | 0 | 0 | 0 | No
Mass Electric | NE North | Central | Faraday Street 11 | Worcester | 01-11J330 | Worcester | N | 0 | 0 | 0 | 0 | Other | 0 | No | 0 | 0 | Other | Other | 0 | 0 | 0 | 0 | 0 | 0 | 0 | 0 | 0 | 0 | No
Mass Electric | NE North | Central | Faraday Street 11 | Worcester | 01-11J331 | Worcester | N | 0 | 0 | 0 | 0 | Other | 0 | No | 0 | 0 | Other | Other | 0 | 0 | 0 | 0 | 0 | 0 | 0 | 0 | 0 | 0 | No
Mass Electric | NE North | Central | Faraday Street 11 | Worcester | 01-11J332 | Worcester | N | 0 | 0 | 0 | 0 | Other | 0 | No | 0 | 0 | Other | Other | 0 | 0 | 0 | 0 | 0 | 0 | 0 | 0 | 0 | 0 | No
Mass Electric | NE North | Central | Faraday Street 11 | Worcester | 01-11J333 | Worcester | N | 0 | 0 | 0 | 0 | Other | 0 | No | 0 | 0 | Other | Other | 0 | 0 | 0 | 0 | 0 | 0 | 0 | 0 | 0 | 0 | No
Mass Electric | NE North | Central | Faraday Street 11 | Worcester | 01-11J334 | Worcester | N | 0 | 0 | 0 | 0 | Other | 0 | No | 0 | 0 | Other | Other | 0 | 0 | 0 | 0 | 0 | 0 | 0 | 0 | 0 | 0 | No
Mass Electric | NE North | Central | Faraday Street 11 | Worcester | 01-11J346 | Worcester | N | 0 | 0 | 0 | 0 | Other | 0 | No | 0 | 0 | Other | Other | 0 | 0 | 0 | 0 | 0 | 0 | 0 | 0 | 0 | 0 | No
Mass Electric | NE North | Central | Faraday Street 11 | Worcester | 01-11J347 | Worcester | N | 0 | 0 | 0 | 0 | Other | 0 | No | 0 | 0 | Other | Other | 0 | 0 | 0 | 0 | 0 | 0 | 0 | 0 | 0 | 0 | No
Mass Electric | NE North | Central | Faraday Street 11 | Worcester | 01-11J351 | Worcester | N | 0 | 0 | 0 | 0 | Other | 0 | No | 0 | 0 | Other | Other | 0 | 0 | 0 | 0 | 0 | 0 | 0 | 0 | 0 | 0 | No
Mass Electric | NE North | Central | Faraday Street 11 | Worcester | 01-11J354 | Worcester | N | 0 | 0 | 0 | 0 | Other | 0 | No | 0 | 0 | Other | Other | 0 | 0 | 0 | 0 | 0 | 0 | 0 | 0 | 0 | 0 | No
Mass Electric | NE North | Central | Faraday Street 11 | Worcester | 01-11J357 | Worcester | N | 0 | 0 | 0 | 0 | Other | 0 | No | 0 | 0 | Other | Other | 0 | 0 | 0 | 0 | 0 | 0 | 0 | 0 | 0 | 0 | No
Mass Electric | NE North | Central | Millbrook Street 12 | Worcester | 01-12J376 | Worcester | N | 0 | 0 | 0 | 0 | Other | 0 | No | 0 | 0 | Other | Other | 0 | 0 | 0 | 0 | 0 | 0 | 0 | 0 | 0 | 0 | No
Mass Electric | NE North | Central | Millbrook Street 12 | Worcester | 01-12J377 | Worcester | N | 0 | 0 | 0 | 0 | Other | 0 | No | 0 | 0 | Other | Other | 0 | 0 | 0 | 0 | 0 | 0 | 0 | 0 | 0 | 0 | No
Mass Electric | NE North | Central | Millbrook Street 12 | Worcester | 01-12J378 | Worcester | N | 0 | 0 | 0 | 0 | Other | 0 | No | 0 | 0 | Other | Other | 0 | 0 | 0 | 0 | 0 | 0 | 0 | 0 | 0 | 0 | No
Mass Electric | NE North | Central | Millbrook Street 12 | Worcester | 01-12J391 | Worcester | N | 0 | 0 | 0 | 0 | Other | 0 | No | 0 | 0 | Other | Other | 0 | 0 | 0 | 0 | 0 | 0 | 0 | 0 | 0 | 0 | No
Mass Electric | NE North | Central | Brooks Street 13 | Worcester | 01-13J350 | Worcester | N | 0 | 0 | 0 | 0 | Other | 0 | No | 0 | 0 | Other | Other | 0 | 0 | 0 | 0 | 0 | 0 | 0 | 0 | 0 | 0 | No
Mass Electric | NE North | Central | Brooks Street 13 | Worcester | 01-13J358 | Worcester | N | 0 | 0 | 0 | 0 | Other | 0 | No | 0 | 0 | Other | Other | 0 | 0 | 0 | 0 | 0 | 0 | 0 | 0 | 0 | 0 | No
Mass Electric | NE North | Central | Squantum Street 14 | Worcester | 01-14J367 | Worcester | N | 0 | 0 | 0 | 0 | Other | 0 | No | 0 | 0 | Other | Other | 0 | 0 | 0 | 0 | 0 | 0 | 0 | 0 | 0 | 0 | No
Mass Electric | NE North | Central | Squantum Street 14 | Worcester | 01-14J368 | Worcester | N | 0 | 0 | 0 | 0 | Other | 0 | No | 0 | 0 | Other | Other | 0 | 0 | 0 | 0 | 0 | 0 | 0 | 0 | 0 | 0 | No
Mass Electric | NE North | Central | Lincoln Plaza 15 | Worcester | 01-15J392 | Worcester | N | 0 | 0 | 0 | 0 | Other | 0 | No | 0 | 0 | Other | Other | 0 | 0 | 0 | 0 | 0 | 0 | 0 | 0 | 0 | 0 | No
Mass Electric | NE North | Central | Salisbury St 16 | Worcester | 01-16J1 | Worcester | N | 0 | 0 | 0 | 0 | Other | 0 | No | 0 | 0 | Other | Other | 0 | 0 | 0 | 0 | 0 | 0 | 0 | 0 | 0 | 0 | No
Mass Electric | NE North | Central | Salisbury St 16 | Worcester | 01-16J2 | Worcester | N | 0 | 0 | 0 | 0 | Other | 0 | No | 0 | 0 | Other | Other | 0 | 0 | 0 | 0 | 0 | 0 | 0 | 0 | 0 | 0 | No
Mass Electric | NE North | Central | Salisbury St 16 | Worcester | 01-16J3 | Worcester | N | 0 | 0 | 0 | 0 | Other | 0 | No | No | No | Other | Other | 0 | 0 | 0 | 0 | 0 | 0 | 0 | 0 | 0 | 0 | No
Mass Electric | NE North | Central | Marion Ave 18 | Worcester | 01-18J394 | Worcester | N | 0 | 0 | 0 | 0 | Other | 0 | No | 0 | 0 | Other | Other | 0 | 0 | 0 | 0 | 0 | 0 | 0 | 0 | 0 | 0 | No
Mass Electric | NE North | Central | Tatnuck 1 | Worcester | 01-1J362 | Worcester | N | 0 | 0 | 0 | 0 | Other | 0 | No | 0 | 0 | Other | Other | 0 | 0 | 0 | 0 | 0 | 0 | 0 | 0 | 0 | 0 | No
Mass Electric | NE North | Central | Tatnuck 1 | Worcester | 01-1J363 | Worcester | N | 0 | 0 | 0 | 0 | Other | 0 | No | 0 | 0 | Other | Other | 0 | 0 | 0 | 0 | 0 | 0 | 0 | 0 | 0 | 0 | No
Mass Electric | NE North | Central | Tatnuck 1 | Worcester | 01-1J369 | Worcester | N | 0 | 0 | 0 | 0 | Other | 0 | No | 0 | 0 | Other | Other | 0 | 0 | 0 | 0 | 0 | 0 | 0 | 0 | 0 | 0 | No
Mass Electric | NE North | Central | Tatnuck 1 | Worcester | 01-1J370 | Worcester | N | 0 | 0 | 0 | 0 | Other | 0 | No | 0 | 0 | Other | Other | 0 | 0 | 0 | 0 | 0 | 0 | 0 | 0 | 0 | 0 | No
Mass Electric | NE North | Central | Tatnuck 1 | Worcester | 01-1J390 | Worcester | N | 0 | 0 | 0 | 0 | Other | 0 | No | 0 | 0 | Other | Other | 0 | 0 | 0 | 0 | 0 | 0 | 0 | 0 | 0 | 0 | No
Mass Electric | NE North | Central | Ayer 201 | Ayer | 01-201W1 | Ayer, Groton, Shirley | N | 0 | 0 | 0 | 0 | Other | 0 | No | 0 | 0 | Other | Other | 0 | 0 | 0 | 0 | 0 | 0 | 0 | 0 | 0 | 0 | No
Mass Electric | NE North | Central | Ayer 201 | Ayer | 01-201W2 | Ayer, Bolton, Harvard | N | 0 | 0 | 0 | 0 | Other | 0 | No | 0 | 0 | Other | Other | 0 | 0 | 0 | 0 | 0 | 0 | 0 | 0 | 0 | 0 | No
Mass Electric | NE North | Central | Ayer 201 | Ayer | 01-201W3 | Ayer | N | 0 | 0 | 0 | 0 | Other | 0 | No | 0 | 0 | Other | Other | 0 | 0 | 0 | 0 | 0 | 0 | 0 | 0 | 0 | 0 | No
Mass Electric | NE North | Central | Ayer 201 | Ayer | 01-201W4 | Ayer, Groton, Pepperell, Shirley | N | 0 | 0 | 0 | 0 | Other | 0 | No | 0 | 0 | Other | Other | 0 | 0 | 0 | 0 | 0 | 0 | 0 | 0 | 0 | 0 | No
Mass Electric | NE North | Central | Litchfield St 207 | Leominster | 01-207W1 | Leominster | N | 0 | 0 | 0 | 0 | Other | 0 | No | 0 | 0 | Other | Other | 0 | 0 | 0 | 0 | 0 | 0 | 0 | 0 | 0 | 0 | No
Mass Electric | NE North | Central | Litchfield St 207 | Leominster | 01-207W2 | Leominster | N | 0 | 0 | 0 | 0 | Other | 0 | No | 0 | 0 | Other | Other | 0 | 0 | 0 | 0 | 0 | 0 | 0 | 0 | 0 | 0 | No
Mass Electric | NE North | Central | Litchfield St 207 | Leominster | 01-207W3 | Lancaster, Leominster | N | 0 | 0 | 0 | 0 | Other | 0 | No | 0 | 0 | Other | Other | 0 | 0 | 0 | 0 | 0 | 0 | 0 | 0 | 0 | 0 | No
Mass Electric | NE North | Central | Litchfield St 207 | Leominster | 01-207W4 | Leominster | N | 0 | 0 | 0 | 0 | Other | 0 | No | 0 | 0 | Other | Other | 0 | 0 | 0 | 0 | 0 | 0 | 0 | 0 | 0 | 0 | No
Mass Electric | NE North | Central | Litchfield St 207 | Leominster | 01-207W6 | Leominster | N | 0 | 0 | 0 | 0 | Other | 0 | No | 0 | 0 | Other | Other | 0 | 0 | 0 | 0 | 0 | 0 | 0 | 0 | 0 | 0 | No
Mass Electric | NE North | Central | Dunstable 210 | Dunstable | 01-210L1 | Dunstable, Groton, Pepperell | N | 0 | 0 | 0 | 0 | Other | 0 | No | 0 | 0 | Other | Other | 0 | 0 | 0 | 0 | 0 | 0 | 0 | 0 | 0 | 0 | No
Mass Electric | NE North | Central | Fitch Road 216 | Clinton | 01-216W1 | Clinton | N | 0 | 0 | 0 | 0 | Other | 0 | No | 0 | 0 | Other | Other | 0 | 0 | 0 | 0 | 0 | 0 | 0 | 0 | 0 | 0 | No
Mass Electric | NE North | Central | Fitch Road 216 | Clinton | 01-216W2 | Clinton | N | 0 | 0 | 0 | 0 | Other | 0 | No | 0 | 0 | Other | Other | 0 | 0 | 0 | 0 | 0 | 0 | 0 | 0 | 0 | 0 | No
Mass Electric | NE North | Central | Fitch Road 216 | Clinton | 01-216W3 | Clinton, Lancaster | N | 0 | 0 | 0 | 0 | Other | 0 | No | 0 | 0 | Other | Other | 0 | 0 | 0 | 0 | 0 | 0 | 0 | 0 | 0 | 0 | No
Mass Electric | NE North | Central | Fitch Road 216 | Clinton | 01-216W4 | Bolton, Clinton, Lancaster, Sterling | N | 0 | 0 | 0 | 0 | Other | 0 | No | 0 | 0 | Other | Other | 0 | 0 | 0 | 0 | 0 | 0 | 0 | 0 | 0 | 0 | No
Mass Electric | NE North | Central | Fitch Road 216 | Clinton | 01-216W5 | Berlin, Bolton, Clinton | N | 0 | 0 | 0 | 0 | Other | 0 | No | 0 | 0 | Other | Other | 0 | 0 | 0 | 0 | 0 | 0 | 0 | 0 | 0 | 0 | No
Mass Electric | NE North | Central | Fitch Road 216 | Clinton | 01-216W6 | Bolton, Clinton, Harvard | N | 0 | 0 | 0 | 0 | Other | 0 | No | 0 | 0 | Other | Other | 0 | 0 | 0 | 0 | 0 | 0 | 0 | 0 | 0 | 0 | No
Mass Electric | NE North | Central | Prospect Street 219 | Leominster | 01-219W1 | Leominster | N | 0 | 0 | 0 | 0 | Other | 0 | No | 0 | 0 | Other | Other | 0 | 0 | 0 | 0 | 0 | 0 | 0 | 0 | 0 | 0 | No
Mass Electric | NE North | Central | Prospect Street 219 | Leominster | 01-219W2 | Leominster, Lunenburg | N | 0 | 0 | 0 | 0 | Other | 0 | No | 0 | 0 | Other | Other | 0 | 0 | 0 | 0 | 0 | 0 | 0 | 0 | 0 | 0 | No
Mass Electric | NE North | Central | Prospect Street 219 | Leominster | 01-219W3 | Leominster | N | 0 | 0 | 0 | 0 | Other | 0 | No | 0 | 0 | Other | Other | 0 | 0 | 0 | 0 | 0 | 0 | 0 | 0 | 0 | 0 | No
Mass Electric | NE North | Central | Prospect Street 219 | Leominster | 01-219W4 | Fitchburg, Leominster | N | 0 | 0 | 0 | 0 | Other | 0 | No | 0 | 0 | Other | Other | 0 | 0 | 0 | 0 | 0 | 0 | 0 | 0 | 0 | 0 | No
Mass Electric | NE North | Central | Prospect Street 219 | Leominster | 01-219W5 | Leominster, Lunenburg | N | 0 | 0 | 0 | 0 | Other | 0 | No | 0 | 0 | Other | Other | 0 | 0 | 0 | 0 | 0 | 0 | 0 | 0 | 0 | 0 | No
Mass Electric | NE North | Central | Prospect Street 219 | Leominster | 01-219W6 | Leominster | N | 0 | 0 | 0 | 0 | Other | 0 | No | 0 | 0 | Other | Other | 0 | 0 | 0 | 0 | 0 | 0 | 0 | 0 | 0 | 0 | No
Mass Electric | NE North | Central | Leicester 21 | Leicester | 01-21W1 | Leicester, Spencer | N | 0 | 0 | 0 | 0 | Other | 0 | No | 0 | 0 | Other | Other | 0 | 0 | 0 | 0 | 0 | 0 | 0 | 0 | 0 | 0 | No
Mass Electric | NE North | Central | Leicester 21 | Leicester | 01-21W2 | Charlton, Leicester | N | 0 | 0 | 0 | 0 | Other | 0 | No | 0 | 0 | Other | Other | 0 | 0 | 0 | 0 | 0 | 0 | 0 | 0 | 0 | 0 | No
Mass Electric | NE North | Central | Pratts Junction 225 | Sterling | 01-225W1 | Bolton, Lancaster, Sterling | N | 0 | 0 | 0 | 0 | Other | 0 | No | 0 | 0 | Other | Other | 0 | 0 | 0 | 0 | 0 | 0 | 0 | 0 | 0 | 0 | No
Mass Electric | NE North | Central | Pratts Junction 225 | Sterling | 01-225W2 | Sterling | Y | 0 | 0 | 0 | 0 | Other | 0 | No | 0 | 0 | Other | Other | 0 | 0 | 0 | 0 | 0 | 0 | 0 | 0 | 0 | 0 | No
Mass Electric | NE North | Central | Pratts Junction 225 | Sterling | 01-225W3 | Lancaster, Leominster, Sterling | N | 0 | 0 | 0 | 0 | Other | 0 | No | 0 | 0 | Other | Other | 0 | 0 | 0 | 0 | 0 | 0 | 0 | 0 | 0 | 0 | No
Mass Electric | NE North | Central | Pratts Junction 225 | Sterling | 01-225W4 | Leominster, Sterling | N | 0 | 0 | 0 | 0 | Other | 0 | No | 0 | 0 | Other | Other | 0 | 0 | 0 | 0 | 0 | 0 | 0 | 0 | 0 | 0 | No
Mass Electric | NE North | Central | Groton Street 226 | Pepperell | 01-226L1 | Pepperell, Townsend | N | 0 | 0 | 0 | 0 | Other | 0 | No | 0 | 0 | Other | Other | 0 | 0 | 0 | 0 | 0 | 0 | 0 | 0 | 0 | 0 | No
Mass Electric | NE North | Central | Groton Street 226 | Pepperell | 01-226L2 | Pepperell | N | 0 | 0 | 0 | 0 | Other | 0 | No | 0 | 0 | Other | Other | 0 | 0 | 0 | 0 | 0 | 0 | 0 | 0 | 0 | 0 | No
Mass Electric | NE North | Central | Laurel Circle 227 | Shirley | 01-227W1 | Lancaster, Leominster, Lunenburg, Shirley | N | 0 | 0 | 0 | 0 | Other | 0 | No | 0 | 0 | Other | Other | 0 | 0 | 0 | 0 | 0 | 0 | 0 | 0 | 0 | 0 | No
Mass Electric | NE North | Central | Laurel Circle 227 | Shirley | 01-227W3 | Ayer, Harvard, Lunenburg, Shirley | N | 0 | 0 | 0 | 0 | Other | 0 | No | 0 | 0 | Other | Other | 0 | 0 | 0 | 0 | 0 | 0 | 0 | 0 | 0 | 0 | No
Mass Electric | NE North | Central | Cooks Pond 23 | Worcester | 01-23W1 | Worcester | N | 0 | 0 | 0 | 0 | Other | 0 | No | 0 | 0 | Other | Other | 0 | 0 | 0 | 0 | 0 | 0 | 0 | 0 | 0 | 0 | No
Mass Electric | NE North | Central | Cooks Pond 23 | Worcester | 01-23W2 | Worcester | N | 0 | 0 | 0 | 0 | Other | 0 | No | 0 | 0 | Other | Other | 0 | 0 | 0 | 0 | 0 | 0 | 0 | 0 | 0 | 0 | No
Mass Electric | NE North | Central | Cooks Pond 23 | Worcester | 01-23W3 | Holden, Leicester, Worcester | N | 0 | 0 | 0 | 0 | Other | 0 | No | 0 | 0 | Other | Other | 0 | 0 | 0 | 0 | 0 | 0 | 0 | 0 | 0 | 0 | No
Mass Electric | NE North | Central | Cooks Pond 23 | Worcester | 01-23W4 | Worcester | N | 0 | 0 | 0 | 0 | Other | 0 | No | 0 | 0 | Other | Other | 0 | 0 | 0 | 0 | 0 | 0 | 0 | 0 | 0 | 0 | No
Mass Electric | NE North | Central | Greendale 24 | Worcester | 01-24W1 | Worcester | N | 0 | 0 | 0 | 0 | Other | 0 | No | 0 | 0 | Other | Other | 0 | 0 | 0 | 0 | 0 | 0 | 0 | 0 | 0 | 0 | No
Mass Electric | NE North | Central | Greendale 24 | Worcester | 01-24W2 | Holden, Worcester | N | 0 | 0 | 0 | 0 | Other | 0 | No | 0 | 0 | Other | Other | 0 | 0 | 0 | 0 | 0 | 0 | 0 | 0 | 0 | 0 | No
Mass Electric | NE North | Central | Greendale 24 | Worcester | 01-24W3 | Worcester | N | 0 | 0 | 0 | 0 | Other | 0 | No | 0 | 0 | Other | Other | 0 | 0 | 0 | 0 | 0 | 0 | 0 | 0 | 0 | 0 | No
Mass Electric | NE North | Central | Greendale 24 | Worcester | 01-24W4 | Worcester | N | 0 | 0 | 0 | 0 | Other | 0 | No | 0 | 0 | Other | Other | 0 | 0 | 0 | 0 | 0 | 0 | 0 | 0 | 0 | 0 | No
Mass Electric | NE North | Central | Greendale 24 | Worcester | 01-24W5 | Worcester | N | 0 | 0 | 0 | 0 | Other | 0 | No | 0 | 0 | Other | Other | 0 | 0 | 0 | 0 | 0 | 0 | 0 | 0 | 0 | 0 | No
Mass Electric | NE North | Central | Pondville 26 | Auburn | 01-26W1 | Auburn | N | 0 | 0 | 0 | 0 | Other | 0 | No | 0 | 0 | Other | Other | 0 | 0 | 0 | 0 | 0 | 0 | 0 | 0 | 0 | 0 | No
Mass Electric | NE North | Central | Pondville 26 | Auburn | 01-26W2 | Auburn, Millbury, Worcester | N | 0 | 0 | 0 | 0 | Other | 0 | No | 0 | 0 | Other | Other | 0 | 0 | 0 | 0 | 0 | 0 | 0 | 0 | 0 | 0 | No
Mass Electric | NE North | Central | Pondville 26 | Auburn | 01-26W3 | Auburn, Millbury, Oxford | N | 0 | 0 | 0 | 0 | Other | 0 | No | 0 | 0 | Other | Other | 0 | 0 | 0 | 0 | 0 | 0 | 0 | 0 | 0 | 0 | No
Mass Electric | NE North | Central | Pondville 26 | Auburn | 01-26W4 | Auburn | N | 0 | 0 | 0 | 0 | Other | 0 | No | 0 | 0 | Other | Other | 0 | 0 | 0 | 0 | 0 | 0 | 0 | 0 | 0 | 0 | No
Mass Electric | NE North | Central | Bloomingdale 27 | Worcester | 01-27W1 | Worcester | N | 0 | 0 | 0 | 0 | Other | 0 | No | 0 | 0 | Other | Other | 0 | 0 | 0 | 0 | 0 | 0 | 0 | 0 | 0 | 0 | No
Mass Electric | NE North | Central | Bloomingdale 27 | Worcester | 01-27W2 | Worcester | N | 0 | 0 | 0 | 0 | Other | 0 | No | 0 | 0 | Other | Other | 0 | 0 | 0 | 0 | 0 | 0 | 0 | 0 | 0 | 0 | No
Mass Electric | NE North | Central | Bloomingdale 27 | Worcester | 01-27W3 | Worcester | N | 0 | 0 | 0 | 0 | Other | 0 | No | No | No | Other | Other | 0 | 0 | 0 | 0 | 0 | 0 | 0 | 0 | 0 | 0 | No
Mass Electric | NE North | Central | Bloomingdale 27 | Worcester | 01-27W4 | Worcester | N | 0 | 0 | 0 | 0 | Other | 0 | No | 0 | 0 | Other | Other | 0 | 0 | 0 | 0 | 0 | 0 | 0 | 0 | 0 | 0 | No
Mass Electric | NE North | Central | Bloomingdale 27 | Worcester | 01-27W5 | Grafton, Millbury, Worcester | N | 0 | 0 | 0 | 0 | Other | 0 | No | 0 | 0 | Other | Other | 0 | 0 | 0 | 0 | 0 | 0 | 0 | 0 | 0 | 0 | No
Mass Electric | NE North | Central | Chandler Street 2 | Worcester | 01-2J328 | Worcester | N | 0 | 0 | 0 | 0 | Other | 0 | No | 0 | 0 | Other | Other | 0 | 0 | 0 | 0 | 0 | 0 | 0 | 0 | 0 | 0 | No
Mass Electric | NE North | Central | Chandler Street 2 | Worcester | 01-2J335 | Worcester | N | 0 | 0 | 0 | 0 | Other | 0 | No | 0 | 0 | Other | Other | 0 | 0 | 0 | 0 | 0 | 0 | 0 | 0 | 0 | 0 | No
Mass Electric | NE North | Central | Chandler Street 2 | Worcester | 01-2J345 | Worcester | N | 0 | 0 | 0 | 0 | Other | 0 | No | 0 | 0 | Other | Other | 0 | 0 | 0 | 0 | 0 | 0 | 0 | 0 | 0 | 0 | No
Mass Electric | NE North | Central | Chandler Street 2 | Worcester | 01-2J349 | Worcester | N | 0 | 0 | 0 | 0 | Other | 0 | No | 0 | 0 | Other | Other | 0 | 0 | 0 | 0 | 0 | 0 | 0 | 0 | 0 | 0 | No
Mass Electric | NE North | Central | Chandler Street 2 | Worcester | 01-2J353 | Worcester | N | 0 | 0 | 0 | 0 | Other | 0 | No | 0 | 0 | Other | Other | 0 | 0 | 0 | 0 | 0 | 0 | 0 | 0 | 0 | 0 | No
Mass Electric | NE North | Central | Chandler Street 2 | Worcester | 01-2J393 | Worcester | N | 0 | 0 | 0 | 0 | Other | 0 | No | 0 | 0 | Other | Other | 0 | 0 | 0 | 0 | 0 | 0 | 0 | 0 | 0 | 0 | No
Mass Electric | NE North | Central | Millbury 4 | Millbury | 01-304W1 | Grafton, Millbury | N | 0 | 0 | 0 | 0 | Other | 0 | No | 0 | 0 | Other | Other | 0 | 0 | 0 | 0 | 0 | 0 | 0 | 0 | 0 | 0 | No
Mass Electric | NE North | Central | Millbury 4 | Millbury | 01-304W2 | Grafton, Millbury, Sutton | N | 0 | 0 | 0 | 0 | Other | 0 | No | 0 | 0 | Other | Other | 0 | 0 | 0 | 0 | 0 | 0 | 0 | 0 | 0 | 0 | No
Mass Electric | NE North | Central | Millbury 4 | Millbury | 01-304W3 | Millbury, Worcester | N | 0 | 0 | 0 | 0 | Other | 0 | No | 0 | 0 | Other | Other | 0 | 0 | 0 | 0 | 0 | 0 | 0 | 0 | 0 | 0 | No
Mass Electric | NE North | Central | Millbury 4 | Millbury | 01-304W4 | Grafton, Millbury | N | 0 | 0 | 0 | 0 | Other | 0 | No | 0 | 0 | Other | Other | 0 | 0 | 0 | 0 | 0 | 0 | 0 | 0 | 0 | 0 | No
Mass Electric | NE North | Central | Millbury 4 | Millbury | 01-304W5 | Millbury, Sutton | N | 0 | 0 | 0 | 0 | Other | 0 | No | 0 | 0 | Other | Other | 0 | 0 | 0 | 0 | 0 | 0 | 0 | 0 | 0 | 0 | No
Mass Electric | NE North | Central | Millbury 4 | Millbury | 01-304W6 | Grafton, Millbury, Sutton | N | 0 | 0 | 0 | 0 | Other | 0 | No | 0 | 0 | Other | Other | 0 | 0 | 0 | 0 | 0 | 0 | 0 | 0 | 0 | 0 | No
Mass Electric | NE North | Central | Bancroft Street 3 | Worcester | 01-3J341 | Worcester | N | 0 | 0 | 0 | 0 | Other | 0 | No | 0 | 0 | Other | Other | 0 | 0 | 0 | 0 | 0 | 0 | 0 | 0 | 0 | 0 | No
Mass Electric | NE North | Central | Bancroft Street 3 | Worcester | 01-3J371 | Worcester | N | 0 | 0 | 0 | 0 | Other | 0 | No | 0 | 0 | Other | Other | 0 | 0 | 0 | 0 | 0 | 0 | 0 | 0 | 0 | 0 | No
Mass Electric | NE North | Central | Bancroft Street 3 | Worcester | 01-3J372 | Worcester | N | 0 | 0 | 0 | 0 | Other | 0 | No | 0 | 0 | Other | Other | 0 | 0 | 0 | 0 | 0 | 0 | 0 | 0 | 0 | 0 | No
Mass Electric | NE North | Central | Bancroft Street 3 | Worcester | 01-3J373 | Worcester | N | 0 | 0 | 0 | 0 | Other | 0 | No | 0 | 0 | Other | Other | 0 | 0 | 0 | 0 | 0 | 0 | 0 | 0 | 0 | 0 | No
Mass Electric | NE North | Central | Bancroft Street 3 | Worcester | 01-3J374 | Worcester | N | 0 | 0 | 0 | 0 | Other | 0 | No | 0 | 0 | Other | Other | 0 | 0 | 0 | 0 | 0 | 0 | 0 | 0 | 0 | 0 | No
Mass Electric | NE North | Central | Bancroft Street 3 | Worcester | 01-3J375 | Worcester | N | 0 | 0 | 0 | 0 | Other | 0 | No | 0 | 0 | Other | Other | 0 | 0 | 0 | 0 | 0 | 0 | 0 | 0 | 0 | 0 | No
Mass Electric | NE North | Central | North Oxford 2 | Oxford | 01-406L1 | Auburn, Charlton, Leicester, Oxford, Worcester | N | 0 | 0 | 0 | 0 | Other | 0 | No | 0 | 0 | Other | Other | 0 | 0 | 0 | 0 | 0 | 0 | 0 | 0 | 0 | 0 | No
Mass Electric | NE North | Central | North Oxford 2 | Oxford | 01-406L2 | Auburn, Oxford | N | 0 | 0 | 0 | 0 | Other | 0 | No | 0 | 0 | Other | Other | 0 | 0 | 0 | 0 | 0 | 0 | 0 | 0 | 0 | 0 | No
Mass Electric | NE North | Central | North Oxford 2 | Oxford | 01-406L3 | Charlton, Oxford | N | 0 | 0 | 0 | 0 | Other | 0 | No | 0 | 0 | Other | Other | 0 | 0 | 0 | 0 | 0 | 0 | 0 | 0 | 0 | 0 | No
Mass Electric | NE North | Central | North Oxford 2 | Oxford | 01-406L4 | Auburn, Oxford, Webster | N | 0 | 0 | 0 | 0 | Other | 0 | No | 0 | 0 | Other | Other | 0 | 0 | 0 | 0 | 0 | 0 | 0 | 0 | 0 | 0 | No
Mass Electric | NE North | Central | Fiskdale 408 | Sturbridge | 01-408L1 | Brookfield, Sturbridge | N | 0 | 0 | 0 | 0 | Other | 0 | No | 0 | 0 | Other | Other | 0 | 0 | 0 | 0 | 0 | 0 | 0 | 0 | 0 | 0 | No
Mass Electric | NE North | Central | Fiskdale 408 | Sturbridge | 01-408L2 | Brimfield, Sturbridge | N | 0 | 0 | 0 | 0 | Other | 0 | No | 0 | 0 | Other | Other | 0 | 0 | 0 | 0 | 0 | 0 | 0 | 0 | 0 | 0 | No
Mass Electric | NE North | Central | East Webster 412 | Webster | 01-412L1 | Webster | N | 0 | 0 | 0 | 0 | Other | 0 | No | 0 | 0 | Other | Other | 0 | 0 | 0 | 0 | 0 | 0 | 0 | 0 | 0 | 0 | No
Mass Electric | NE North | Central | East Webster 412 | Webster | 01-412L2 | Dudley, Webster | N | 0 | 0 | 0 | 0 | Other | 0 | No | 0 | 0 | Other | Other | 0 | 0 | 0 | 0 | 0 | 0 | 0 | 0 | 0 | 0 | No
Mass Electric | NE North | Central | East Webster 412 | Webster | 01-412L3 | Dudley, Oxford, Webster | N | 0 | 0 | 0 | 0 | Other | 0 | No | 0 | 0 | Other | Other | 0 | 0 | 0 | 0 | 0 | 0 | 0 | 0 | 0 | 0 | No
Mass Electric | NE North | Central | East Webster 412 | Webster | 01-412L4 | Charlton, Dudley, Oxford, Webster | N | 0 | 0 | 0 | 0 | Other | 0 | No | 0 | 0 | Other | Other | 0 | 0 | 0 | 0 | 0 | 0 | 0 | 0 | 0 | 0 | No
Mass Electric | NE North | Central | East Webster 412 | Webster | 01-412L5 | Dudley, Webster | N | 0 | 0 | 0 | 0 | Other | 0 | No | 0 | 0 | Other | Other | 0 | 0 | 0 | 0 | 0 | 0 | 0 | 0 | 0 | 0 | No
Mass Electric | NE North | Central | East Webster 412 | Webster | 01-412L6 | Dudley, Oxford, Webster | N | 0 | 0 | 0 | 0 | Other | 0 | No | 0 | 0 | Other | Other | 0 | 0 | 0 | 0 | 0 | 0 | 0 | 0 | 0 | 0 | No
Mass Electric | NE North | Central | Snow Street 413 | Southbridge | 01-413L1 | Southbridge | N | 0 | 0 | 0 | 0 | Other | 0 | No | 0 | 0 | Other | Other | 0 | 0 | 0 | 0 | 0 | 0 | 0 | 0 | 0 | 0 | No
Mass Electric | NE North | Central | Snow Street 413 | Southbridge | 01-413L2 | Southbridge, Sturbridge | N | 0 | 0 | 0 | 0 | Other | 0 | No | 0 | 0 | Other | Other | 0 | 0 | 0 | 0 | 0 | 0 | 0 | 0 | 0 | 0 | No
Mass Electric | NE North | Central | Snow Street 413 | Southbridge | 01-413L3 | Charlton, Dudley, Southbridge | N | 0 | 0 | 0 | 0 | Other | 0 | No | 0 | 0 | Other | Other | 0 | 0 | 0 | 0 | 0 | 0 | 0 | 0 | 0 | 0 | No
Mass Electric | NE North | Central | Snow Street 413 | Southbridge | 01-413L4 | Charlton, Southbridge | N | 0 | 0 | 0 | 0 | Other | 0 | No | 0 | 0 | Other | Other | 0 | 0 | 0 | 0 | 0 | 0 | 0 | 0 | 0 | 0 | No
Mass Electric | NE North | Central | Snow Street 413 | Southbridge | 01-413L6 | Southbridge, Sturbridge | N | 0 | 0 | 0 | 0 | Other | 0 | No | 0 | 0 | Other | Other | 0 | 0 | 0 | 0 | 0 | 0 | 0 | 0 | 0 | 0 | No
Mass Electric | NE North | Central | Snow Street 413 | Southbridge | 01-413L7 | Southbridge, Sturbridge | N | 0 | 0 | 0 | 0 | Other | 0 | No | 0 | 0 | Other | Other | 0 | 0 | 0 | 0 | 0 | 0 | 0 | 0 | 0 | 0 | No
Mass Electric | NE North | Central | West Charlton 415 | Charlton | 01-415L1 | Brookfield, Charlton, Sturbridge | N | 0 | 0 | 0 | 0 | Other | 0 | No | 0 | 0 | Other | Other | 0 | 0 | 0 | 0 | 0 | 0 | 0 | 0 | 0 | 0 | No
Mass Electric | NE North | Central | West Charlton 415 | Charlton | 01-415L2 | Charlton, Southbridge | N | 0 | 0 | 0 | 0 | Other | 0 | No | 0 | 0 | Other | Other | 0 | 0 | 0 | 0 | 0 | 0 | 0 | 0 | 0 | 0 | No
Mass Electric | NE North | Central | West Charlton 415 | Charlton | 01-415L3 | Charlton, Sturbridge | N | 0 | 0 | 0 | 0 | Other | 0 | No | 0 | 0 | Other | Other | 0 | 0 | 0 | 0 | 0 | 0 | 0 | 0 | 0 | 0 | No
Mass Electric | NE North | Central | Cambridge Street 4 | Worcester | 01-4J324 | Worcester | N | 0 | 0 | 0 | 0 | Other | 0 | No | 0 | 0 | Other | Other | 0 | 0 | 0 | 0 | 0 | 0 | 0 | 0 | 0 | 0 | No
Mass Electric | NE North | Central | Cambridge Street 4 | Worcester | 01-4J336 | Worcester | N | 0 | 0 | 0 | 0 | Other | 0 | No | 0 | 0 | Other | Other | 0 | 0 | 0 | 0 | 0 | 0 | 0 | 0 | 0 | 0 | No
Mass Electric | NE North | Central | Cambridge Street 4 | Worcester | 01-4J338 | Worcester | N | 0 | 0 | 0 | 0 | Other | 0 | No | 0 | 0 | Other | Other | 0 | 0 | 0 | 0 | 0 | 0 | 0 | 0 | 0 | 0 | No
Mass Electric | NE North | Central | Cambridge Street 4 | Worcester | 01-4J339 | Worcester | N | 0 | 0 | 0 | 0 | Other | 0 | No | 0 | 0 | Other | Other | 0 | 0 | 0 | 0 | 0 | 0 | 0 | 0 | 0 | 0 | No
Mass Electric | NE North | Central | Cambridge Street 4 | Worcester | 01-4J340 | Worcester | N | 0 | 0 | 0 | 0 | Other | 0 | No | 0 | 0 | Other | Other | 0 | 0 | 0 | 0 | 0 | 0 | 0 | 0 | 0 | 0 | No
Mass Electric | NE North | Central | Cambridge Street 4 | Worcester | 01-4J348 | Worcester | N | 0 | 0 | 0 | 0 | Other | 0 | No | 0 | 0 | Other | Other | 0 | 0 | 0 | 0 | 0 | 0 | 0 | 0 | 0 | 0 | No
Mass Electric | NE North | Central | Lashaway 525 | North Brookfield | 01-525L1 | East Brookfield, North Brookfield, West Brookfield | N | 0 | 0 | 0 | 0 | Other | 0 | No | 0 | 0 | Other | Other | 0 | 0 | 0 | 0 | 0 | 0 | 0 | 0 | 0 | 0 | No
Mass Electric | NE North | Central | Lashaway 525 | North Brookfield | 01-525L2 | Brookfield, East Brookfield, New Braintree, North Brookfield, Spencer, Sturbridge, Warren, West Brookfield | N | 0 | 0 | 0 | 0 | Other | 0 | No | 0 | 0 | Other | Other | 0 | 0 | 0 | 0 | 0 | 0 | 0 | 0 | 0 | 0 | No
Mass Electric | NE North | Central | Meadow Street 552 | Spencer | 01-552L1 | Charlton, Leicester, North Brookfield, Spencer | N | 0 | 0 | 0 | 0 | Other | 0 | No | 0 | 0 | Other | Other | 0 | 0 | 0 | 0 | 0 | 0 | 0 | 0 | 0 | 0 | No
Mass Electric | NE North | Central | Meadow Street 552 | Spencer | 01-552L3 | East Brookfield, North Brookfield, Spencer | N | 0 | 0 | 0 | 0 | Other | 0 | No | 0 | 0 | Other | Other | 0 | 0 | 0 | 0 | 0 | 0 | 0 | 0 | 0 | 0 | No
Mass Electric | NE North | Central | Treasure Valley 55 | Paxton | 01-55W1 | Oakham, Paxton, Rutland | N | 0 | 0 | 0 | 0 | Other | 0 | No | 0 | 0 | Other | Other | 0 | 0 | 0 | 0 | 0 | 0 | 0 | 0 | 0 | 0 | No
Mass Electric | NE North | Central | Westminster 602 | Westminster | 01-602W2 | Barre, Gardner, Hubbardston, Templeton, Westminster | N | 0 | 0 | 0 | 0 | Other | 0 | No | 0 | 0 | Other | Other | 0 | 0 | 0 | 0 | 0 | 0 | 0 | 0 | 0 | 0 | No
Mass Electric | NE North | Central | Westminster 602 | Westminster | 01-602W3 | Westminster | N | 0 | 0 | 0 | 0 | Other | 0 | No | 0 | 0 | Other | Other | 0 | 0 | 0 | 0 | 0 | 0 | 0 | 0 | 0 | 0 | No
Mass Electric | NE North | Central | Crystal Lake | Gardner | 01-607W1 | Gardner, Templeton, Winchendon | N | 0 | 0 | 0 | 0 | Other | 0 | No | 0 | 0 | Other | Other | 0 | 0 | 0 | 0 | 0 | 0 | 0 | 0 | 0 | 0 | No
Mass Electric | NE North | Central | Crystal Lake | Gardner | 01-607W2 | Gardner | N | 0 | 0 | 0 | 0 | Other | 0 | No | 0 | 0 | Other | Other | 0 | 0 | 0 | 0 | 0 | 0 | 0 | 0 | 0 | 0 | No
Mass Electric | NE North | Central | Crystal Lake | Gardner | 01-607W3 | Ashburnham, Gardner, Winchendon | N | 0 | 0 | 0 | 0 | Other | 0 | No | 0 | 0 | Other | Other | 0 | 0 | 0 | 0 | 0 | 0 | 0 | 0 | 0 | 0 | No
Mass Electric | NE North | Central | Crystal Lake | Gardner | 01-607W4 | Gardner | N | 0 | 0 | 0 | 0 | Other | 0 | No | 0 | 0 | Other | Other | 0 | 0 | 0 | 0 | 0 | 0 | 0 | 0 | 0 | 0 | No
Mass Electric | NE North | Central | East Westminster 609 | Westminster | 01-609W1 | Fitchburg, Hubbardston, Rutland, Westminster | N | 0 | 0 | 0 | 0 | Other | 0 | No | 0 | 0 | Other | Other | 0 | 0 | 0 | 0 | 0 | 0 | 0 | 0 | 0 | 0 | No
Mass Electric | NE North | Central | East Westminster 609 | Westminster | 01-609W2 | Princeton, Westminster | N | 0 | 0 | 0 | 0 | Other | 0 | No | 0 | 0 | Other | Other | 0 | 0 | 0 | 0 | 0 | 0 | 0 | 0 | 0 | 0 | No
Mass Electric | NE North | Central | Ashburnham 610 | Ashburnham | 01-610W3 | Ashburnham, Gardner, Westminster | N | 0 | 0 | 0 | 0 | Other | 0 | No | 0 | 0 | Other | Other | 0 | 0 | 0 | 0 | 0 | 0 | 0 | 0 | 0 | 0 | No
Mass Electric | NE North | Central | East Winchendon 612 | Winchendon | 01-612W1 | Winchendon | N | 0 | 0 | 0 | 0 | Other | 0 | No | 0 | 0 | Other | Other | 0 | 0 | 0 | 0 | 0 | 0 | 0 | 0 | 0 | 0 | No
Mass Electric | NE North | Central | East Winchendon 612 | Winchendon | 01-612W3 | Winchendon | N | 0 | 0 | 0 | 0 | Other | 0 | No | 0 | 0 | Other | Other | 0 | 0 | 0 | 0 | 0 | 0 | 0 | 0 | 0 | 0 | No
Mass Electric | NE North | Central | Webster Street 6 | Worcester | 01-6J304 | Worcester | N | 0 | 0 | 0 | 0 | Other | 0 | No | 0 | 0 | Other | Other | 0 | 0 | 0 | 0 | 0 | 0 | 0 | 0 | 0 | 0 | No
Mass Electric | NE North | Central | Webster Street 6 | Worcester | 01-6J305 | Worcester | N | 0 | 0 | 0 | 0 | Other | 0 | No | 0 | 0 | Other | Other | 0 | 0 | 0 | 0 | 0 | 0 | 0 | 0 | 0 | 0 | No
Mass Electric | NE North | Central | Webster Street 6 | Worcester | 01-6J312 | Worcester | N | 0 | 0 | 0 | 0 | Other | 0 | No | 0 | 0 | Other | Other | 0 | 0 | 0 | 0 | 0 | 0 | 0 | 0 | 0 | 0 | No
Mass Electric | NE North | Central | Webster Street 6 | Worcester | 01-6J316 | Auburn, Worcester | N | 0 | 0 | 0 | 0 | Other | 0 | No | 0 | 0 | Other | Other | 0 | 0 | 0 | 0 | 0 | 0 | 0 | 0 | 0 | 0 | No
Mass Electric | NE North | Central | Webster Street 6 | Worcester | 01-6J318 | Worcester | N | 0 | 0 | 0 | 0 | Other | 0 | No | 0 | 0 | Other | Other | 0 | 0 | 0 | 0 | 0 | 0 | 0 | 0 | 0 | 0 | No
Mass Electric | NE North | Central | Webster Street 6 | Worcester | 01-6J319 | Worcester | N | 0 | 0 | 0 | 0 | Other | 0 | No | 0 | 0 | Other | Other | 0 | 0 | 0 | 0 | 0 | 0 | 0 | 0 | 0 | 0 | No
Mass Electric | NE North | Central | Webster Street 6 | Worcester | 01-6J326 | Worcester | N | 0 | 0 | 0 | 0 | Other | 0 | No | 0 | 0 | Other | Other | 0 | 0 | 0 | 0 | 0 | 0 | 0 | 0 | 0 | 0 | No
Mass Electric | NE North | Central | Webster Street 6 | Worcester | 01-6J342 | Worcester | N | 0 | 0 | 0 | 0 | Other | 0 | No | 0 | 0 | Other | Other | 0 | 0 | 0 | 0 | 0 | 0 | 0 | 0 | 0 | 0 | No
Mass Electric | NE North | Central | Webster Street 6 | Worcester | 01-6J356 | Worcester | N | 0 | 0 | 0 | 0 | Other | 0 | No | 0 | 0 | Other | Other | 0 | 0 | 0 | 0 | 0 | 0 | 0 | 0 | 0 | 0 | No
Mass Electric | NE North | Central | Webster Street 6 | Worcester | 01-6W1 | Auburn, Worcester | N | 0 | 0 | 0 | 0 | Other | 0 | No | 0 | 0 | Other | Other | 0 | 0 | 0 | 0 | 0 | 0 | 0 | 0 | 0 | 0 | No
Mass Electric | NE North | Central | Webster Street 6 | Worcester | 01-6W2 | Worcester | N | 0 | 0 | 0 | 0 | Other | 0 | No | 0 | 0 | Other | Other | 0 | 0 | 0 | 0 | 0 | 0 | 0 | 0 | 0 | 0 | No
Mass Electric | NE North | Central | Stearns Street 7 | Worcester | 01-7J386 | Auburn, Leicester, Worcester | N | 0 | 0 | 0 | 0 | Other | 0 | No | 0 | 0 | Other | Other | 0 | 0 | 0 | 0 | 0 | 0 | 0 | 0 | 0 | 0 | No
Mass Electric | NE North | Central | Stearns Street 7 | Worcester | 01-7J387 | Worcester | N | 0 | 0 | 0 | 0 | Other | 0 | No | 0 | 0 | Other | Other | 0 | 0 | 0 | 0 | 0 | 0 | 0 | 0 | 0 | 0 | No
Mass Electric | NE North | Central | Vernon Hill 8 | Worcester | 01-8J364 | Worcester | N | 0 | 0 | 0 | 0 | Other | 0 | No | 0 | 0 | Other | Other | 0 | 0 | 0 | 0 | 0 | 0 | 0 | 0 | 0 | 0 | No
Mass Electric | NE North | Central | Vernon Hill 8 | Worcester | 01-8J365 | Worcester | N | 0 | 0 | 0 | 0 | Other | 0 | No | 0 | 0 | Other | Other | 0 | 0 | 0 | 0 | 0 | 0 | 0 | 0 | 0 | 0 | No
Mass Electric | NE North | Central | Vernon Hill 8 | Worcester | 01-8J389 | Worcester | N | 0 | 0 | 0 | 0 | Other | 0 | No | 0 | 0 | Other | Other | 0 | 0 | 0 | 0 | 0 | 0 | 0 | 0 | 0 | 0 | No
Mass Electric | NE North | Central | Vernon Hill 8 | Worcester | 01-8W1 | Auburn, Millbury, Worcester | N | 0 | 0 | 0 | 0 | Other | 0 | No | 0 | 0 | Other | Other | 0 | 0 | 0 | 0 | 0 | 0 | 0 | 0 | 0 | 0 | No
Mass Electric | NE North | Central | Vernon Hill 8 | Worcester | 01-8W2 | Millbury, Worcester | N | 0 | 0 | 0 | 0 | Other | 0 | No | 0 | 0 | Other | Other | 0 | 0 | 0 | 0 | 0 | 0 | 0 | 0 | 0 | 0 | No
Mass Electric | NE North | Central | Grafton Street 9 | Worcester | 01-9J301 | Worcester | N | 0 | 0 | 0 | 0 | Other | 0 | No | No | No | Other | Other | 0 | 0 | 0 | 0 | 0 | 0 | 0 | 0 | 0 | 0 | No
Mass Electric | NE North | Central | Grafton Street 9 | Worcester | 01-9J302 | Worcester | N | 0 | 0 | 0 | 0 | Other | 0 | No | 0 | 0 | Other | Other | 0 | 0 | 0 | 0 | 0 | 0 | 0 | 0 | 0 | 0 | No
Mass Electric | NE North | Central | Grafton Street 9 | Worcester | 01-9J303 | Worcester | N | 0 | 0 | 0 | 0 | Other | 0 | No | 0 | 0 | Other | Other | 0 | 0 | 0 | 0 | 0 | 0 | 0 | 0 | 0 | 0 | No
Mass Electric | NE North | Central | Grafton Street 9 | Worcester | 01-9J306 | Worcester | N | 0 | 0 | 0 | 0 | Other | 0 | No | 0 | 0 | Other | Other | 0 | 0 | 0 | 0 | 0 | 0 | 0 | 0 | 0 | 0 | No
Mass Electric | NE North | Central | Grafton Street 9 | Worcester | 01-9J307 | Worcester | N | 0 | 0 | 0 | 0 | Other | 0 | No | 0 | 0 | Other | Other | 0 | 0 | 0 | 0 | 0 | 0 | 0 | 0 | 0 | 0 | No
Mass Electric | NE North | Central | Grafton Street 9 | Worcester | 01-9J310 | Worcester | N | 0 | 0 | 0 | 0 | Other | 0 | No | 0 | 0 | Other | Other | 0 | 0 | 0 | 0 | 0 | 0 | 0 | 0 | 0 | 0 | No
Mass Electric | NE North | Central | Grafton Street 9 | Worcester | 01-9J315 | Worcester | N | 0 | 0 | 0 | 0 | Other | 0 | No | 0 | 0 | Other | Other | 0 | 0 | 0 | 0 | 0 | 0 | 0 | 0 | 0 | 0 | No
Mass Electric | NE North | Central | Grafton Street 9 | Worcester | 01-9J321 | Worcester | N | 0 | 0 | 0 | 0 | Other | 0 | No | 0 | 0 | Other | Other | 0 | 0 | 0 | 0 | 0 | 0 | 0 | 0 | 0 | 0 | No
Mass Electric | NE North | Central | Grafton Street 9 | Worcester | 01-9J327 | Worcester | N | 0 | 0 | 0 | 0 | Other | 0 | No | 0 | 0 | Other | Other | 0 | 0 | 0 | 0 | 0 | 0 | 0 | 0 | 0 | 0 | No
Mass Electric | NE North | Central | Grafton Street 9 | Worcester | 01-9J329 | Worcester | N | 0 | 0 | 0 | 0 | Other | 0 | No | 0 | 0 | Other | Other | 0 | 0 | 0 | 0 | 0 | 0 | 0 | 0 | 0 | 0 | No
Mass Electric | NE North | Central | Grafton Street 9 | Worcester | 01-9J337 | Worcester | N | 0 | 0 | 0 | 0 | Other | 0 | No | 0 | 0 | Other | Other | 0 | 0 | 0 | 0 | 0 | 0 | 0 | 0 | 0 | 0 | No
Mass Electric | NE North | Central | Grafton Street 9 | Worcester | 01-9J352 | Worcester | N | 0 | 0 | 0 | 0 | Other | 0 | No | 0 | 0 | Other | Other | 0 | 0 | 0 | 0 | 0 | 0 | 0 | 0 | 0 | 0 | No
Mass Electric | NE North | Central | Grafton Street 9 | Worcester | 01-9J360 | Worcester | N | 0 | 0 | 0 | 0 | Other | 0 | No | 0 | 0 | Other | Other | 0 | 0 | 0 | 0 | 0 | 0 | 0 | 0 | 0 | 0 | No
Mass Electric | NE North | Central | Grafton Street 9 | Worcester | 01-9J382 | Worcester | N | 0 | 0 | 0 | 0 | Other | 0 | No | 0 | 0 | Other | Other | 0 | 0 | 0 | 0 | 0 | 0 | 0 | 0 | 0 | 0 | No
Mass Electric | NE North | Central | Webster Street 6 | Worcester | 01-HT11-11A | Worcester | N | 0 | 0 | 0 | 0 | Other | 0 | No | No | No | Other | Other | 0 | 0 | 0 | 0 | 0 | 0 | 0 | 0 | 0 | 0 | No
Mass Electric | NE North | Central | Grafton Street 9 | Worcester | 01-HT13 | Worcester | N | 0 | 0 | 0 | 0 | Other | 0 | No | No | No | Other | Other | 0 | 0 | 0 | 0 | 0 | 0 | 0 | 0 | 0 | 0 | No
Mass Electric | NE North | Central | Webster Street 6 | Worcester | 01-HT14 | Worcester | N | 0 | 0 | 0 | 0 | Other | 0 | No | 0 | 0 | Other | Other | 0 | 0 | 0 | 0 | 0 | 0 | 0 | 0 | 0 | 0 | No
Mass Electric | NE North | Central | Webster Street 6 | Worcester | 01-HT15 | Worcester | N | 0 | 0 | 0 | 0 | Other | 0 | No | 0 | 0 | Other | Other | 0 | 0 | 0 | 0 | 0 | 0 | 0 | 0 | 0 | 0 | No
Mass Electric | NE North | Central | Cambridge Street 4 | Worcester | 01-HT17 | Worcester | N | 0 | 0 | 0 | 0 | Other | 0 | No | 0 | 0 | Other | Other | 0 | 0 | 0 | 0 | 0 | 0 | 0 | 0 | 0 | 0 | No
Mass Electric | NE North | Central | Faraday Street 11 | Worcester | 01-HT19 | Worcester | N | 0 | 0 | 0 | 0 | Other | 0 | No | No | No | Other | Other | 0 | 0 | 0 | 0 | 0 | 0 | 0 | 0 | 0 | 0 | No
Mass Electric | NE North | Central | Vernon Hill 8 | Worcester | 01-HT2 | Worcester | N | 0 | 0 | 0 | 0 | Other | 0 | No | 0 | 0 | Other | Other | 0 | 0 | 0 | 0 | 0 | 0 | 0 | 0 | 0 | 0 | No
Mass Electric | NE North | Central | Webster Street 6 | Worcester | 01-HT20 | Worcester | N | 0 | 0 | 0 | 0 | Other | 0 | No | No | No | Other | Other | 0 | 0 | 0 | 0 | 0 | 0 | 0 | 0 | 0 | 0 | No
Mass Electric | NE North | Central | Webster Street 6 | Worcester | 01-HT22 | Auburn, Worcester | N | 0 | 0 | 0 | 0 | Other | 0 | No | 0 | 0 | Other | Other | 0 | 0 | 0 | 0 | 0 | 0 | 0 | 0 | 0 | 0 | No
Mass Electric | NE North | Central | Bloomingdale 27 | Worcester | 01-HT25 | Worcester | N | 0 | 0 | 0 | 0 | Other | 0 | No | No | No | Other | Other | 0 | 0 | 0 | 0 | 0 | 0 | 0 | 0 | 0 | 0 | No
Mass Electric | NE North | Central | Grafton Street 9 | Worcester | 01-HT26 | Worcester | N | 0 | 0 | 0 | 0 | Other | 0 | No | No | No | Other | Other | 0 | 0 | 0 | 0 | 0 | 0 | 0 | 0 | 0 | 0 | No
Mass Electric | NE North | Central | Vernon Hill 8 | Worcester | 01-HT27 | Worcester | N | 0 | 0 | 0 | 0 | Other | 0 | No | 0 | 0 | Other | Other | 0 | 0 | 0 | 0 | 0 | 0 | 0 | 0 | 0 | 0 | No
Mass Electric | NE North | Central | Vernon Hill 8 | Worcester | 01-HT28 | Worcester | N | 0 | 0 | 0 | 0 | Other | 0 | No | 0 | 0 | Other | Other | 0 | 0 | 0 | 0 | 0 | 0 | 0 | 0 | 0 | 0 | No
Mass Electric | NE North | Central | Grafton Street 9 | Worcester | 01-HT3 | Worcester | N | 0 | 0 | 0 | 0 | Other | 0 | No | No | No | Other | Other | 0 | 0 | 0 | 0 | 0 | 0 | 0 | 0 | 0 | 0 | No
Mass Electric | NE North | Central | Greendale 24 | Worcester | 01-HT31 | Worcester | N | 0 | 0 | 0 | 0 | Other | 0 | No | 0 | 0 | Other | Other | 0 | 0 | 0 | 0 | 0 | 0 | 0 | 0 | 0 | 0 | No
Mass Electric | NE North | Central | Greendale 24 | Worcester | 01-HT32 | Worcester | N | 0 | 0 | 0 | 0 | Other | 0 | No | 0 | 0 | Other | Other | 0 | 0 | 0 | 0 | 0 | 0 | 0 | 0 | 0 | 0 | No
Mass Electric | NE North | Central | Greendale 24 | Worcester | 01-HT36 | Worcester | N | 0 | 0 | 0 | 0 | Other | 0 | No | No | No | Other | Other | 0 | 0 | 0 | 0 | 0 | 0 | 0 | 0 | 0 | 0 | No
Mass Electric | NE North | Central | Greendale 24 | Worcester | 01-HT37 | Worcester | N | 0 | 0 | 0 | 0 | Other | 0 | No | No | No | Other | Other | 0 | 0 | 0 | 0 | 0 | 0 | 0 | 0 | 0 | 0 | No
Mass Electric | NE North | Central | Greendale 24 | Worcester | 01-HT38 | Worcester | N | 0 | 0 | 0 | 0 | Other | 0 | No | 0 | 0 | Other | Other | 0 | 0 | 0 | 0 | 0 | 0 | 0 | 0 | 0 | 0 | No
Mass Electric | NE North | Central | Faraday Street 11 | Worcester | 01-HT39 | Worcester | N | 0 | 0 | 0 | 0 | Other | 0 | No | No | No | Other | Other | 0 | 0 | 0 | 0 | 0 | 0 | 0 | 0 | 0 | 0 | No
Mass Electric | NE North | Central | Webster Street 6 | Worcester | 01-HT40 | Worcester | N | 0 | 0 | 0 | 0 | Other | 0 | No | 0 | 0 | Other | Other | 0 | 0 | 0 | 0 | 0 | 0 | 0 | 0 | 0 | 0 | No
Mass Electric | NE North | Central | Webster Street 6 | Worcester | 01-HT41 | Worcester | N | 0 | 0 | 0 | 0 | Other | 0 | No | No | No | Other | Other | 0 | 0 | 0 | 0 | 0 | 0 | 0 | 0 | 0 | 0 | No
Mass Electric | NE North | Central | Webster Street 6 | Worcester | 01-HT42 | Leicester, Worcester | N | 0 | 0 | 0 | 0 | Other | 0 | No | 0 | 0 | Other | Other | 0 | 0 | 0 | 0 | 0 | 0 | 0 | 0 | 0 | 0 | No
Mass Electric | NE North | Central | Nashua Street 25 | Worcester | 01-HT45 | Worcester | N | 0 | 0 | 0 | 0 | Other | 0 | No | 0 | 0 | Other | Other | 0 | 0 | 0 | 0 | 0 | 0 | 0 | 0 | 0 | 0 | No
Mass Electric | NE North | Central | Webster Street 6 | Worcester | 01-HT47 | Worcester | N | 0 | 0 | 0 | 0 | Other | 0 | No | No | No | Other | Other | 0 | 0 | 0 | 0 | 0 | 0 | 0 | 0 | 0 | 0 | No
Mass Electric | NE North | Central | Nashua Street 25 | Worcester | 01-HT48 | Worcester | N | 0 | 0 | 0 | 0 | Other | 0 | No | 0 | 0 | Other | Other | 0 | 0 | 0 | 0 | 0 | 0 | 0 | 0 | 0 | 0 | No
Mass Electric | NE North | Central | Nashua Street 25 | Worcester | 01-HT52 | Worcester | N | 0 | 0 | 0 | 0 | Other | 0 | No | 0 | 0 | Other | Other | 0 | 0 | 0 | 0 | 0 | 0 | 0 | 0 | 0 | 0 | No
Mass Electric | NE North | Central | Bloomingdale 27 | Worcester | 01-HT55 | Worcester | N | 0 | 0 | 0 | 0 | Other | 0 | No | No | No | Other | Other | 0 | 0 | 0 | 0 | 0 | 0 | 0 | 0 | 0 | 0 | No
Mass Electric | NE North | Central | Grafton Street 9 | Worcester | 01-HT56B | Worcester | N | 0 | 0 | 0 | 0 | Other | 0 | No | No | No | Other | Other | 0 | 0 | 0 | 0 | 0 | 0 | 0 | 0 | 0 | 0 | No
Mass Electric | NE North | Central | Bloomingdale 27 | Worcester | 01-HT59 | Worcester | N | 0 | 0 | 0 | 0 | Other | 0 | No | 0 | 0 | Other | Other | 0 | 0 | 0 | 0 | 0 | 0 | 0 | 0 | 0 | 0 | No
Mass Electric | NE North | Central | Faraday Street 11 | Worcester | 01-HT60 | Worcester | N | 0 | 0 | 0 | 0 | Other | 0 | No | No | No | Other | Other | 0 | 0 | 0 | 0 | 0 | 0 | 0 | 0 | 0 | 0 | No
Mass Electric | NE North | Central | Nashua Street 25 | Worcester | 01-HT61 | Worcester | N | 0 | 0 | 0 | 0 | Other | 0 | No | 0 | 0 | Other | Other | 0 | 0 | 0 | 0 | 0 | 0 | 0 | 0 | 0 | 0 | No
Nantucket Electric | NE South | Nantucket | Candle Street 101 | Nantucket | 04-101L1 | Nantucket | N | 0 | 0 | 0 | 0 | Other | 0 | No | 0 | 0 | Other | Other | 0 | 0 | 0 | 0 | 0 | 0 | 0 | 0 | 0 | 0 | No
Nantucket Electric | NE South | Nantucket | Candle Street 101 | Nantucket | 04-101L2 | Nantucket | N | 0 | 0 | 0 | 0 | Other | 0 | No | 0 | 0 | Other | Other | 0 | 0 | 0 | 0 | 0 | 0 | 0 | 0 | 0 | 0 | No
Nantucket Electric | NE South | Nantucket | Candle Street 101 | Nantucket | 04-101L3 | Nantucket | N | 0 | 0 | 0 | 0 | Other | 0 | No | 0 | 0 | Other | Other | 0 | 0 | 0 | 0 | 0 | 0 | 0 | 0 | 0 | 0 | No
Nantucket Electric | NE South | Nantucket | Candle Street 101 | Nantucket | 04-101L4 | Nantucket | N | 0 | 0 | 0 | 0 | Other | 0 | No | 0 | 0 | Other | Other | 0 | 0 | 0 | 0 | 0 | 0 | 0 | 0 | 0 | 0 | No
Nantucket Electric | NE South | Nantucket | Candle Street 101 | Nantucket | 04-101L5 | Nantucket | N | 0 | 0 | 0 | 0 | Other | 0 | No | 0 | 0 | Other | Other | 0 | 0 | 0 | 0 | 0 | 0 | 0 | 0 | 0 | 0 | No
Nantucket Electric | NE South | Nantucket | Candle Street 101 | Nantucket | 04-101L6 | Nantucket | N | 0 | 0 | 0 | 0 | Other | 0 | No | 0 | 0 | Other | Other | 0 | 0 | 0 | 0 | 0 | 0 | 0 | 0 | 0 | 0 | No
Nantucket Electric | NE South | Nantucket | Candle Street 101 | Nantucket | 04-101L7 | Nantucket | N | 0 | 0 | 0 | 0 | Other | 0 | No | 0 | 0 | Other | Other | 0 | 0 | 0 | 0 | 0 | 0 | 0 | 0 | 0 | 0 | No
Mass Electric | NE South | Southeast | Hathaway 106 | Fall River | 05-106W42 | Fall River | N | 0 | 0 | 0 | 0 | Other | 0 | No | 0 | 0 | Other | Other | 0 | 0 | 0 | 0 | 0 | 0 | 0 | 0 | 0 | 0 | No
Mass Electric | NE South | Southeast | Hathaway 106 | Fall River | 05-106W43 | Fall River | N | 0 | 0 | 0 | 0 | Other | 0 | No | 0 | 0 | Other | Other | 0 | 0 | 0 | 0 | 0 | 0 | 0 | 0 | 0 | 0 | No
Mass Electric | NE South | Southeast | Hathaway 106 | Fall River | 05-106W44 | Fall River | N | 0 | 0 | 0 | 0 | Other | 0 | No | 0 | 0 | Other | Other | 0 | 0 | 0 | 0 | 0 | 0 | 0 | 0 | 0 | 0 | No
Mass Electric | NE South | Southeast | Hathaway 106 | Fall River | 05-106W45 | Fall River | N | 0 | 0 | 0 | 0 | Other | 0 | No | 0 | 0 | Other | Other | 0 | 0 | 0 | 0 | 0 | 0 | 0 | 0 | 0 | 0 | No
Mass Electric | NE South | Southeast | Hathaway 106 | Fall River | 05-106W46 | Fall River | N | 0 | 0 | 0 | 0 | Other | 0 | No | 0 | 0 | Other | Other | 0 | 0 | 0 | 0 | 0 | 0 | 0 | 0 | 0 | 0 | No
Mass Electric | NE South | Southeast | Hathaway 106 | Fall River | 05-106W81 | Fall River | N | 0 | 0 | 0 | 0 | Other | 0 | No | 0 | 0 | Other | Other | 0 | 0 | 0 | 0 | 0 | 0 | 0 | 0 | 0 | 0 | No
Mass Electric | NE South | Southeast | Hathaway 106 | Fall River | 05-106W82 | Fall River | N | 0 | 0 | 0 | 0 | Other | 0 | No | 0 | 0 | Other | Other | 0 | 0 | 0 | 0 | 0 | 0 | 0 | 0 | 0 | 0 | No
Mass Electric | NE South | Southeast | Riverside 8 | Woonsocket, RI | 05-108W51 | Bellingham, Blackstone | N | 0 | 0 | 0 | 0 | Other | 0 | No | 0 | 0 | Other | Other | 0 | 0 | 0 | 0 | 0 | 0 | 0 | 0 | 0 | 0 | No
Mass Electric | NE South | Southeast | Riverside 8 | Woonsocket, RI | 05-108W60 | Bellingham, Blackstone, Franklin, Wrentham | N | 0 | 0 | 0 | 0 | Other | 0 | No | 0 | 0 | Other | Other | 0 | 0 | 0 | 0 | 0 | 0 | 0 | 0 | 0 | 0 | No
Mass Electric | NE South | Southeast | Bates 115 | Fall River | 05-115W42 | Fall River | N | 0 | 0 | 0 | 0 | Other | 0 | No | 0 | 0 | Other | Other | 0 | 0 | 0 | 0 | 0 | 0 | 0 | 0 | 0 | 0 | No
Mass Electric | NE South | Southeast | Bates 115 | Fall River | 05-115W43 | Fall River | N | 0 | 0 | 0 | 0 | Other | 0 | No | 0 | 0 | Other | Other | 0 | 0 | 0 | 0 | 0 | 0 | 0 | 0 | 0 | 0 | No
Mass Electric | NE South | Southeast | Bates 115 | Fall River | 05-115W44 | Fall River | N | 0 | 0 | 0 | 0 | Other | 0 | No | 0 | 0 | Other | Other | 0 | 0 | 0 | 0 | 0 | 0 | 0 | 0 | 0 | 0 | No
Mass Electric | NE South | Southeast | Bates 115 | Fall River | 05-115W45 | Fall River | N | 0 | 0 | 0 | 0 | Other | 0 | No | 0 | 0 | Other | Other | 0 | 0 | 0 | 0 | 0 | 0 | 0 | 0 | 0 | 0 | No
Mass Electric | NE South | Southeast | Bates 115 | Fall River | 05-115W52 | Fall River, Westport | N | 0 | 0 | 0 | 0 | Other | 0 | No | 0 | 0 | Other | Other | 0 | 0 | 0 | 0 | 0 | 0 | 0 | 0 | 0 | 0 | No
Mass Electric | NE South | Southeast | Bates 115 | Fall River | 05-115W53 | Fall River, | N | 0 | 0 | 0 | 0 | Other | 0 | No | No | No | Other | Other | 0 | 0 | 0 | 0 | 0 | 0 | 0 | 0 | 0 | 0 | No
Mass Electric | NE South | Southeast | Bates 115 | Fall River | 05-115W54 | Fall River | N | 0 | 0 | 0 | 0 | Other | 0 | No | 0 | 0 | Other | Other | 0 | 0 | 0 | 0 | 0 | 0 | 0 | 0 | 0 | 0 | No
Mass Electric | NE South | Southeast | Bates 115 | Fall River | 05-115W55 | Fall River | N | 0 | 0 | 0 | 0 | Other | 0 | No | 0 | 0 | Other | Other | 0 | 0 | 0 | 0 | 0 | 0 | 0 | 0 | 0 | 0 | No
Mass Electric | NE South | Southeast | Swansea 11 | Swansea | 05-11W81 | Swansea | N | 0 | 0 | 0 | 0 | Other | 0 | No | 0 | 0 | Other | Other | 0 | 0 | 0 | 0 | 0 | 0 | 0 | 0 | 0 | 0 | No
Mass Electric | NE South | Southeast | Swansea 11 | Swansea | 05-11W82 | Somerset, Swansea | N | 0 | 0 | 0 | 0 | Other | 0 | No | 0 | 0 | Other | Other | 0 | 0 | 0 | 0 | 0 | 0 | 0 | 0 | 0 | 0 | No
Mass Electric | NE South | Southeast | Swansea 11 | Swansea | 05-11W83 | Swansea | N | 0 | 0 | 0 | 0 | Other | 0 | No | 0 | 0 | Other | Other | 0 | 0 | 0 | 0 | 0 | 0 | 0 | 0 | 0 | 0 | No
Mass Electric | NE South | Southeast | Swansea 11 | Swansea | 05-11W84 | Somerset, Swansea | N | 0 | 0 | 0 | 0 | Other | 0 | No | 0 | 0 | Other | Other | 0 | 0 | 0 | 0 | 0 | 0 | 0 | 0 | 0 | 0 | No
Mass Electric | NE South | Southeast | Swansea 11 | Swansea | 05-11W85 | Swansea | N | 0 | 0 | 0 | 0 | Other | 0 | No | 0 | 0 | Other | Other | 0 | 0 | 0 | 0 | 0 | 0 | 0 | 0 | 0 | 0 | No
Mass Electric | NE South | Southeast | Riverside 17 | Somerset | 05-17J1 | Somerset | N | 0 | 0 | 0 | 0 | Other | 0 | No | 0 | 0 | Other | Other | 0 | 0 | 0 | 0 | 0 | 0 | 0 | 0 | 0 | 0 | No
Mass Electric | NE South | Southeast | Riverside 17 | Somerset | 05-17J3 | Somerset | N | 0 | 0 | 0 | 0 | Other | 0 | No | 0 | 0 | Other | Other | 0 | 0 | 0 | 0 | 0 | 0 | 0 | 0 | 0 | 0 | No
Mass Electric | NE South | Southeast | Palmer 18 | Somerset | 05-18J5 | Somerset, Swansea | N | 0 | 0 | 0 | 0 | Other | 0 | No | 0 | 0 | Other | Other | 0 | 0 | 0 | 0 | 0 | 0 | 0 | 0 | 0 | 0 | No
Mass Electric | NE South | Southeast | Palmer 18 | Somerset | 05-18J7 | Somerset | N | 0 | 0 | 0 | 0 | Other | 0 | No | 0 | 0 | Other | Other | 0 | 0 | 0 | 0 | 0 | 0 | 0 | 0 | 0 | 0 | No
Mass Electric | NE South | Southeast | Dighton 19 | Dighton | 05-19W72 | Dighton, Somerset, Swansea | N | 0 | 0 | 0 | 0 | Other | 0 | No | 0 | 0 | Other | Other | 0 | 0 | 0 | 0 | 0 | 0 | 0 | 0 | 0 | 0 | No
Mass Electric | NE South | Southeast | Dighton 19 | Dighton | 05-19W73 | Dighton, Rehoboth, Swansea | N | 0 | 0 | 0 | 0 | Other | 0 | No | 0 | 0 | Other | Other | 0 | 0 | 0 | 0 | 0 | 0 | 0 | 0 | 0 | 0 | No
Mass Electric | NE South | Southeast | Dighton 19 | Dighton | 05-19W74 | Dighton, Somerset | N | 0 | 0 | 0 | 0 | Other | 0 | No | 0 | 0 | Other | Other | 0 | 0 | 0 | 0 | 0 | 0 | 0 | 0 | 0 | 0 | No
Mass Electric | NE South | Southeast | West Street 1 | Attleboro | 05-1J1 | Attleboro | N | 0 | 0 | 0 | 0 | Other | 0 | No | 0 | 0 | Other | Other | 0 | 0 | 0 | 0 | 0 | 0 | 0 | 0 | 0 | 0 | No
Mass Electric | NE South | Southeast | West Street 1 | Attleboro | 05-1J2 | Attleboro | N | 0 | 0 | 0 | 0 | Other | 0 | No | 0 | 0 | Other | Other | 0 | 0 | 0 | 0 | 0 | 0 | 0 | 0 | 0 | 0 | No
Mass Electric | NE South | Southeast | West Street 1 | Attleboro | 05-1J3 | Attleboro | N | 0 | 0 | 0 | 0 | Other | 0 | No | 0 | 0 | Other | Other | 0 | 0 | 0 | 0 | 0 | 0 | 0 | 0 | 0 | 0 | No
Mass Electric | NE South | Southeast | West Street 1 | Attleboro | 05-1J4 | Attleboro | N | 0 | 0 | 0 | 0 | Other | 0 | No | 0 | 0 | Other | Other | 0 | 0 | 0 | 0 | 0 | 0 | 0 | 0 | 0 | 0 | No
Mass Electric | NE South | Southeast | West Street 1 | Attleboro | 05-2248 | Attleboro, Rehoboth, Seekonk | N | 0 | 0 | 0 | 0 | Other | 0 | No | 0 | 0 | Other | Other | 0 | 0 | 0 | 0 | 0 | 0 | 0 | 0 | 0 | 0 | No
Mass Electric | NE South | Southeast | Mink Street 7 | Seekonk | 05-2267 | Seekonk | N | 0 | 0 | 0 | 0 | Other | 0 | No | 0 | 0 | Other | Other | 0 | 0 | 0 | 0 | 0 | 0 | 0 | 0 | 0 | 0 | No
Mass Electric | NE South | Southeast | Plainville 3451 | Plainville | 05-2274 | Attleboro, North Attleborough, Plainville | N | 0 | 0 | 0 | 0 | Other | 0 | No | 0 | 0 | Other | Other | 0 | 0 | 0 | 0 | 0 | 0 | 0 | 0 | 0 | 0 | No
Mass Electric | NE South | Southeast | Chartley Pond 8 | Attleboro | 05-2276 | Attleboro, Norton | N | 0 | 0 | 0 | 0 | Other | 0 | No | 0 | 0 | Other | Other | 0 | 0 | 0 | 0 | 0 | 0 | 0 | 0 | 0 | 0 | No
Mass Electric | NE South | Southeast | Franklin 341 | Franklin | 05-2284 | Franklin, Plainville, Wrentham | N | 0 | 0 | 0 | 0 | Other | 0 | No | 0 | 0 | Other | Other | 0 | 0 | 0 | 0 | 0 | 0 | 0 | 0 | 0 | 0 | No
Mass Electric | NE South | Southeast | Crocker Pond 3424 | Wrentham | 05-2287 | Foxborough, Wrentham | N | 0 | 0 | 0 | 0 | Other | 0 | No | 0 | 0 | Other | Other | 0 | 0 | 0 | 0 | 0 | 0 | 0 | 0 | 0 | 0 | No
Mass Electric | NE South | Southeast | Plainville 3451 | Plainville | 05-2289 | Foxborough, Mansfield, Plainville | N | 0 | 0 | 0 | 0 | Other | 0 | No | 0 | 0 | Other | Other | 0 | 0 | 0 | 0 | 0 | 0 | 0 | 0 | 0 | 0 | No
Mass Electric | NE South | Southeast | West Street 1 | Southborough | 05-24 | Attleboro, Seekonk | N | 0 | 0 | 0 | 0 | Other | 0 | No | 0 | 0 | Other | Other | 0 | 0 | 0 | 0 | 0 | 0 | 0 | 0 | 0 | 0 | No
Mass Electric | NE South | Southeast | Sykes 28 | Fall River | 05-28W40 | Fall River | N | 0 | 0 | 0 | 0 | Other | 0 | No | 0 | 0 | Other | Other | 0 | 0 | 0 | 0 | 0 | 0 | 0 | 0 | 0 | 0 | No
Mass Electric | NE South | Southeast | Sykes 28 | Fall River | 05-28W41 | Fall River | N | 0 | 0 | 0 | 0 | Other | 0 | No | 0 | 0 | Other | Other | 0 | 0 | 0 | 0 | 0 | 0 | 0 | 0 | 0 | 0 | No
Mass Electric | NE South | Southeast | Sykes 28 | Fall River | 05-28W50 | Fall River, Freetown | N | 0 | 0 | 0 | 0 | Other | 0 | No | 0 | 0 | Other | Other | 0 | 0 | 0 | 0 | 0 | 0 | 0 | 0 | 0 | 0 | No
Mass Electric | NE South | Southeast | Sykes 28 | Fall River | 05-28W51 | Fall River | N | 0 | 0 | 0 | 0 | Other | 0 | No | 0 | 0 | Other | Other | 0 | 0 | 0 | 0 | 0 | 0 | 0 | 0 | 0 | 0 | No
Mass Electric | NE South | Southeast | Forest Street 2 | Attleboro | 05-2J1 | Attleboro | N | 0 | 0 | 0 | 0 | Other | 0 | No | 0 | 0 | Other | Other | 0 | 0 | 0 | 0 | 0 | 0 | 0 | 0 | 0 | 0 | No
Mass Electric | NE South | Southeast | Forest Street 2 | Attleboro | 05-2J2 | Attleboro | N | 0 | 0 | 0 | 0 | Other | 0 | No | 0 | 0 | Other | Other | 0 | 0 | 0 | 0 | 0 | 0 | 0 | 0 | 0 | 0 | No
Mass Electric | NE South | Southeast | Forest Street 2 | Attleboro | 05-2J3 | Attleboro | N | 0 | 0 | 0 | 0 | Other | 0 | No | 0 | 0 | Other | Other | 0 | 0 | 0 | 0 | 0 | 0 | 0 | 0 | 0 | 0 | No
Mass Electric | NE South | Southeast | South Marlborough 310 | Marlborough | 05-310W3 | Marlborough, Southborough | N | 0 | 0 | 0 | 0 | Other | 0 | No | 0 | 0 | Other | Other | 0 | 0 | 0 | 0 | 0 | 0 | 0 | 0 | 0 | 0 | No
Mass Electric | NE South | Southeast | South Marlborough 310 | Marlborough | 05-310W4 | Marlborough | N | 0 | 0 | 0 | 0 | Other | 0 | No | 0 | 0 | Other | Other | 0 | 0 | 0 | 0 | 0 | 0 | 0 | 0 | 0 | 0 | No
Mass Electric | NE South | Southeast | South Marlborough 310 | Marlborough | 05-310W5 | Marlborough, Southborough | N | 0 | 0 | 0 | 0 | Other | 0 | No | 0 | 0 | Other | Other | 0 | 0 | 0 | 0 | 0 | 0 | 0 | 0 | 0 | 0 | No
Mass Electric | NE South | Southeast | South Marlborough 310 | Marlborough | 05-310W6 | Marlborough, Southborough | N | 0 | 0 | 0 | 0 | Other | 0 | No | 0 | 0 | Other | Other | 0 | 0 | 0 | 0 | 0 | 0 | 0 | 0 | 0 | 0 | No
Mass Electric | NE South | Southeast | Marlborough 311 | Marlborough | 05-311W1 | Marlborough | N | 0 | 0 | 0 | 0 | Other | 0 | No | 0 | 0 | Other | Other | 0 | 0 | 0 | 0 | 0 | 0 | 0 | 0 | 0 | 0 | No
Mass Electric | NE South | Southeast | Marlborough 311 | Marlborough | 05-311W2 | Marlborough | N | 0 | 0 | 0 | 0 | Other | 0 | No | 0 | 0 | Other | Other | 0 | 0 | 0 | 0 | 0 | 0 | 0 | 0 | 0 | 0 | No
Mass Electric | NE South | Southeast | Marlborough 311 | Marlborough | 05-311W3 | Hudson, Marlborough | N | 0 | 0 | 0 | 0 | Other | 0 | No | 0 | 0 | Other | Other | 0 | 0 | 0 | 0 | 0 | 0 | 0 | 0 | 0 | 0 | No
Mass Electric | NE South | Southeast | Marlborough 311 | Marlborough | 05-311W4 | Marlborough | N | 0 | 0 | 0 | 0 | Other | 0 | No | 0 | 0 | Other | Other | 0 | 0 | 0 | 0 | 0 | 0 | 0 | 0 | 0 | 0 | No
Mass Electric | NE South | Southeast | Marlborough 311 | Marlborough | 05-311W5 | Marlborough | N | 0 | 0 | 0 | 0 | Other | 0 | No | 0 | 0 | Other | Other | 0 | 0 | 0 | 0 | 0 | 0 | 0 | 0 | 0 | 0 | No
Mass Electric | NE South | Southeast | Marlborough 311 | Marlborough | 05-311W6 | Marlborough | N | 0 | 0 | 0 | 0 | Other | 0 | No | 0 | 0 | Other | Other | 0 | 0 | 0 | 0 | 0 | 0 | 0 | 0 | 0 | 0 | No
Mass Electric | NE South | Southeast | Westborough 312 | Westborough | 05-312W1 | Shrewsbury, Westborough | N | 0 | 0 | 0 | 0 | Other | 0 | No | 0 | 0 | Other | Other | 0 | 0 | 0 | 0 | 0 | 0 | 0 | 0 | 0 | 0 | No
Mass Electric | NE South | Southeast | Westborough 312 | Westborough | 05-312W2 | Northborough, Westborough | N | 0 | 0 | 0 | 0 | Other | 0 | No | 0 | 0 | Other | Other | 0 | 0 | 0 | 0 | 0 | 0 | 0 | 0 | 0 | 0 | No
Mass Electric | NE South | Southeast | Westborough 312 | Westborough | 05-312W3 | Northborough, Westborough | N | 0 | 0 | 0 | 0 | Other | 0 | No | 0 | 0 | Other | Other | 0 | 0 | 0 | 0 | 0 | 0 | 0 | 0 | 0 | 0 | No
Mass Electric | NE South | Southeast | Westborough 312 | Westborough | 05-312W4 | Grafton, Hopkinton, Upton, Westborough | N | 0 | 0 | 0 | 0 | Other | 0 | No | 0 | 0 | Other | Other | 0 | 0 | 0 | 0 | 0 | 0 | 0 | 0 | 0 | 0 | No
Mass Electric | NE South | Southeast | Westborough 312 | Westborough | 05-312W5 | Westborough | N | 0 | 0 | 0 | 0 | Other | 0 | No | 0 | 0 | Other | Other | 0 | 0 | 0 | 0 | 0 | 0 | 0 | 0 | 0 | 0 | No
Mass Electric | NE South | Southeast | Woodside 313 | Northborough | 05-313W1 | Boylston, Northborough | N | 0 | 0 | 0 | 0 | Other | 0 | No | 0 | 0 | Other | Other | 0 | 0 | 0 | 0 | 0 | 0 | 0 | 0 | 0 | 0 | No
Mass Electric | NE South | Southeast | Woodside 313 | Northborough | 05-313W2 | Marlborough, Northborough, Westborough | N | 0 | 0 | 0 | 0 | Other | 0 | No | 0 | 0 | Other | Other | 0 | 0 | 0 | 0 | 0 | 0 | 0 | 0 | 0 | 0 | No
Mass Electric | NE South | Southeast | Woodside 313 | Northborough | 05-313W3 | Northborough | N | 0 | 0 | 0 | 0 | Other | 0 | No | 0 | 0 | Other | Other | 0 | 0 | 0 | 0 | 0 | 0 | 0 | 0 | 0 | 0 | No
Mass Electric | NE South | Southeast | Woodside 313 | Northborough | 05-313W4 | Marlborough, Northborough | N | 0 | 0 | 0 | 0 | Other | 0 | No | 0 | 0 | Other | Other | 0 | 0 | 0 | 0 | 0 | 0 | 0 | 0 | 0 | 0 | No
Mass Electric | NE South | Southeast | East Main St 314 | Westborough | 05-314W1 | Westborough | N | 0 | 0 | 0 | 0 | Other | 0 | No | 0 | 0 | Other | Other | 0 | 0 | 0 | 0 | 0 | 0 | 0 | 0 | 0 | 0 | No
Mass Electric | NE South | Southeast | East Main St 314 | Westborough | 05-314W2 | Southborough, Westborough | N | 0 | 0 | 0 | 0 | Other | 0 | No | 0 | 0 | Other | Other | 0 | 0 | 0 | 0 | 0 | 0 | 0 | 0 | 0 | 0 | No
Mass Electric | NE South | Southeast | East Main St 314 | Westborough | 05-314W3 | Southborough, Westborough | N | 0 | 0 | 0 | 0 | Other | 0 | No | 0 | 0 | Other | Other | 0 | 0 | 0 | 0 | 0 | 0 | 0 | 0 | 0 | 0 | No
Mass Electric | NE South | Southeast | East Main St 314 | Westborough | 05-314W4 | Northborough, Westborough | N | 0 | 0 | 0 | 0 | Other | 0 | No | 0 | 0 | Other | Other | 0 | 0 | 0 | 0 | 0 | 0 | 0 | 0 | 0 | 0 | No
Mass Electric | NE South | Southeast | East Main St 314 | Westborough | 05-314W5 | Westborough | N | 0 | 0 | 0 | 0 | Other | 0 | No | 0 | 0 | Other | Other | 0 | 0 | 0 | 0 | 0 | 0 | 0 | 0 | 0 | 0 | No
Mass Electric | NE South | Southeast | Northboro Road 317 | Southborough | 05-317W1 | Marlborough, Southborough, Westborough | N | 0 | 0 | 0 | 0 | Other | 0 | No | 0 | 0 | Other | Other | 0 | 0 | 0 | 0 | 0 | 0 | 0 | 0 | 0 | 0 | No
Mass Electric | NE South | Southeast | Northboro Road 317 | Southborough | 05-317W2 | Marlborough, Northborough, Southborough | N | 0 | 0 | 0 | 0 | Other | 0 | No | 0 | 0 | Other | Other | 0 | 0 | 0 | 0 | 0 | 0 | 0 | 0 | 0 | 0 | No
Mass Electric | NE South | Southeast | Northboro Road 317 | Southborough | 05-317W3 | Southborough | N | 0 | 0 | 0 | 0 | Other | 0 | No | 0 | 0 | Other | Other | 0 | 0 | 0 | 0 | 0 | 0 | 0 | 0 | 0 | 0 | No
Mass Electric | NE South | Southeast | Northboro Road 317 | Southborough | 05-317W4 | Southborough, Westborough | N | 0 | 0 | 0 | 0 | Other | 0 | No | 0 | 0 | Other | Other | 0 | 0 | 0 | 0 | 0 | 0 | 0 | 0 | 0 | 0 | No
Mass Electric | NE South | Southeast | Northboro Road 317 | Southborough | 05-317W5 | Marlborough, Southborough, Westborough | N | 0 | 0 | 0 | 0 | Other | 0 | No | 0 | 0 | Other | Other | 0 | 0 | 0 | 0 | 0 | 0 | 0 | 0 | 0 | 0 | No
Mass Electric | NE South | Southeast | Northboro Road 317 | Southborough | 05-317W6 | Marlborough, Southborough | N | 0 | 0 | 0 | 0 | Other | 0 | No | 0 | 0 | Other | Other | 0 | 0 | 0 | 0 | 0 | 0 | 0 | 0 | 0 | 0 | No
Mass Electric | NE South | Southeast | Northboro Road 317 | Southborough | 05-317W7 | Marlborough, Southborough | N | 0 | 0 | 0 | 0 | Other | 0 | No | 0 | 0 | Other | Other | 0 | 0 | 0 | 0 | 0 | 0 | 0 | 0 | 0 | 0 | No
Mass Electric | NE South | Southeast | Northboro Road 317 | Southborough | 05-317W8 | Marlborough, Southborough | N | 0 | 0 | 0 | 0 | Other | 0 | No | 0 | 0 | Other | Other | 0 | 0 | 0 | 0 | 0 | 0 | 0 | 0 | 0 | 0 | No
Mass Electric | NE South | Southeast | North Marlborough 318 | Marlborough | 05-318W1 | Marlborough, Northborough | N | 0 | 0 | 0 | 0 | Other | 0 | No | 0 | 0 | Other | Other | 0 | 0 | 0 | 0 | 0 | 0 | 0 | 0 | 0 | 0 | No
Mass Electric | NE South | Southeast | North Marlborough 318 | Marlborough | 05-318W3 | Hudson, Marlborough, Northborough | N | 0 | 0 | 0 | 0 | Other | 0 | No | 0 | 0 | Other | Other | 0 | 0 | 0 | 0 | 0 | 0 | 0 | 0 | 0 | 0 | No
Mass Electric | NE South | Southeast | North Marlborough 318 | Marlborough | 05-318W5 | Marlborough, Northborough | N | 0 | 0 | 0 | 0 | Other | 0 | No | 0 | 0 | Other | Other | 0 | 0 | 0 | 0 | 0 | 0 | 0 | 0 | 0 | 0 | No
Mass Electric | NE South | Southeast | Whitins Pond 320 | Northbridge | 05-320W1 | Northbridge, Upton | N | 0 | 0 | 0 | 0 | Other | 0 | No | 0 | 0 | Other | Other | 0 | 0 | 0 | 0 | 0 | 0 | 0 | 0 | 0 | 0 | No
Mass Electric | NE South | Southeast | Whitins Pond 320 | Northbridge | 05-320W2 | Douglas, Northbridge, Sutton, Uxbridge | N | 0 | 0 | 0 | 0 | Other | 0 | No | 0 | 0 | Other | Other | 0 | 0 | 0 | 0 | 0 | 0 | 0 | 0 | 0 | 0 | No
Mass Electric | NE South | Southeast | Whitins Pond 320 | Northbridge | 05-320W3 | Northbridge, Sutton | N | 0 | 0 | 0 | 0 | Other | 0 | No | 0 | 0 | Other | Other | 0 | 0 | 0 | 0 | 0 | 0 | 0 | 0 | 0 | 0 | No
Mass Electric | NE South | Southeast | Whitins Pond 320 | Northbridge | 05-320W5 | Douglas, Northbridge, Sutton, Uxbridge | N | 0 | 0 | 0 | 0 | Other | 0 | No | 0 | 0 | Other | Other | 0 | 0 | 0 | 0 | 0 | 0 | 0 | 0 | 0 | 0 | No
Mass Electric | NE South | Southeast | Uxbridge 321 | Uxbridge | 05-321W1 | Douglas, Northbridge, Uxbridge | N | 0 | 0 | 0 | 0 | Other | 0 | No | 0 | 0 | Other | Other | 0 | 0 | 0 | 0 | 0 | 0 | 0 | 0 | 0 | 0 | No
Mass Electric | NE South | Southeast | Uxbridge 321 | Uxbridge | 05-321W10 | Mendon, Northbridge, Uxbridge | N | 0 | 0 | 0 | 0 | Other | 0 | No | 0 | 0 | Other | Other | 0 | 0 | 0 | 0 | 0 | 0 | 0 | 0 | 0 | 0 | No
Mass Electric | NE South | Southeast | Uxbridge 321 | Uxbridge | 05-321W2 | Blackstone, Douglas, Mendon, Millville, Uxbridge | N | 0 | 0 | 0 | 0 | Other | 0 | No | 0 | 0 | Other | Other | 0 | 0 | 0 | 0 | 0 | 0 | 0 | 0 | 0 | 0 | No
Mass Electric | NE South | Southeast | Uxbridge 321 | Uxbridge | 05-321W4 | Douglas, Uxbridge | N | 0 | 0 | 0 | 0 | Other | 0 | No | 0 | 0 | Other | Other | 0 | 0 | 0 | 0 | 0 | 0 | 0 | 0 | 0 | 0 | No
Mass Electric | NE South | Southeast | Uxbridge 321 | Uxbridge | 05-321W5 | Northbridge, Uxbridge | N | 0 | 0 | 0 | 0 | Other | 0 | No | 0 | 0 | Other | Other | 0 | 0 | 0 | 0 | 0 | 0 | 0 | 0 | 0 | 0 | No
Mass Electric | NE South | Southeast | Uxbridge 321 | Uxbridge | 05-321W6 | Blackstone, Mendon, Millville, Northbridge, Uxbridge | N | 0 | 0 | 0 | 0 | Other | 0 | No | 0 | 0 | Other | Other | 0 | 0 | 0 | 0 | 0 | 0 | 0 | 0 | 0 | 0 | No
Mass Electric | NE South | Southeast | Uxbridge 321 | Uxbridge | 05-321W9 | Blackstone, Millville, Uxbridge | N | 0 | 0 | 0 | 0 | Other | 0 | No | 0 | 0 | Other | Other | 0 | 0 | 0 | 0 | 0 | 0 | 0 | 0 | 0 | 0 | No
Mass Electric | NE South | Southeast | Mendon 332 | Mendon | 05-332W1 | Blackstone, Hopedale, Mendon, Milford, Northbridge, Upton, Uxbridge | N | 0 | 0 | 0 | 0 | Other | 0 | No | 0 | 0 | Other | Other | 0 | 0 | 0 | 0 | 0 | 0 | 0 | 0 | 0 | 0 | No
Mass Electric | NE South | Southeast | Plainridge Park | Plainville | 05-3337W1 | Plainville, Wrentham | N | 0 | 0 | 0 | 0 | Other | 0 | No | 0 | 0 | Other | Other | 0 | 0 | 0 | 0 | 0 | 0 | 0 | 0 | 0 | 0 | No
Mass Electric | NE South | Southeast | Depot Street 335 | Milford | 05-335W1 | Bellingham, Hopedale, Mendon, Milford | N | 0 | 0 | 0 | 0 | Other | 0 | No | 0 | 0 | Other | Other | 0 | 0 | 0 | 0 | 0 | 0 | 0 | 0 | 0 | 0 | No
Mass Electric | NE South | Southeast | Depot Street 335 | Milford | 05-335W2 | Milford | N | 0 | 0 | 0 | 0 | Other | 0 | No | 0 | 0 | Other | Other | 0 | 0 | 0 | 0 | 0 | 0 | 0 | 0 | 0 | 0 | No
Mass Electric | NE South | Southeast | Depot Street 335 | Milford | 05-335W3 | Hopedale, Milford, Upton | N | 0 | 0 | 0 | 0 | Other | 0 | No | 0 | 0 | Other | Other | 0 | 0 | 0 | 0 | 0 | 0 | 0 | 0 | 0 | 0 | No
Mass Electric | NE South | Southeast | Depot Street 335 | Milford | 05-335W4 | Hopedale, Mendon, Milford | N | 0 | 0 | 0 | 0 | Other | 0 | No | 0 | 0 | Other | Other | 0 | 0 | 0 | 0 | 0 | 0 | 0 | 0 | 0 | 0 | No
Mass Electric | NE South | Southeast | Depot Street 335 | Milford | 05-335W5 | Milford | N | 0 | 0 | 0 | 0 | Other | 0 | No | 0 | 0 | Other | Other | 0 | 0 | 0 | 0 | 0 | 0 | 0 | 0 | 0 | 0 | No
Mass Electric | NE South | Southeast | Depot Street 335 | Milford | 05-335W9 | Hopedale, Mendon, Milford | N | 0 | 0 | 0 | 0 | Other | 0 | No | 0 | 0 | Other | Other | 0 | 0 | 0 | 0 | 0 | 0 | 0 | 0 | 0 | 0 | No
Mass Electric | NE South | Southeast | Rocky Hill 336 | Milford | 05-336W1 | Milford | N | 0 | 0 | 0 | 0 | Other | 0 | No | 0 | 0 | Other | Other | 0 | 0 | 0 | 0 | 0 | 0 | 0 | 0 | 0 | 0 | No
Mass Electric | NE South | Southeast | Rocky Hill 336 | Milford | 05-336W2 | Milford | N | 0 | 0 | 0 | 0 | Other | 0 | No | 0 | 0 | Other | Other | 0 | 0 | 0 | 0 | 0 | 0 | 0 | 0 | 0 | 0 | No
Mass Electric | NE South | Southeast | Rocky Hill 336 | Milford | 05-336W3 | Milford, Upton | N | 0 | 0 | 0 | 0 | Other | 0 | No | 0 | 0 | Other | Other | 0 | 0 | 0 | 0 | 0 | 0 | 0 | 0 | 0 | 0 | No
Mass Electric | NE South | Southeast | Rocky Hill 336 | Milford | 05-336W4 | Milford | N | 0 | 0 | 0 | 0 | Other | 0 | No | 0 | 0 | Other | Other | 0 | 0 | 0 | 0 | 0 | 0 | 0 | 0 | 0 | 0 | No
Mass Electric | NE South | Southeast | Franklin 341 | Franklin | 05-341W1 | Franklin | N | 0 | 0 | 0 | 0 | Other | 0 | No | 0 | 0 | Other | Other | 0 | 0 | 0 | 0 | 0 | 0 | 0 | 0 | 0 | 0 | No
Mass Electric | NE South | Southeast | Franklin 341 | Franklin | 05-341W2 | Franklin, Norfolk | N | 0 | 0 | 0 | 0 | Other | 0 | No | 0 | 0 | Other | Other | 0 | 0 | 0 | 0 | 0 | 0 | 0 | 0 | 0 | 0 | No
Mass Electric | NE South | Southeast | South Wrentham 3422 | Wrentham | 05-3422W1 | Franklin, Plainville, Wrentham | N | 0 | 0 | 0 | 0 | Other | 0 | No | 0 | 0 | Other | Other | 0 | 0 | 0 | 0 | 0 | 0 | 0 | 0 | 0 | 0 | No
Mass Electric | NE South | Southeast | South Wrentham 3422 | Wrentham | 05-3422W2 | Wrentham | N | 0 | 0 | 0 | 0 | Other | 0 | No | 0 | 0 | Other | Other | 0 | 0 | 0 | 0 | 0 | 0 | 0 | 0 | 0 | 0 | No
Mass Electric | NE South | Southeast | South Wrentham 3422 | Wrentham | 05-3422W3 | Foxborough, Plainville, Wrentham | N | 0 | 0 | 0 | 0 | Other | 0 | No | 0 | 0 | Other | Other | 0 | 0 | 0 | 0 | 0 | 0 | 0 | 0 | 0 | 0 | No
Mass Electric | NE South | Southeast | South Wrentham 3422 | Wrentham | 05-3422W4 | Foxborough, Norfolk, Wrentham | N | 0 | 0 | 0 | 0 | Other | 0 | No | 0 | 0 | Other | Other | 0 | 0 | 0 | 0 | 0 | 0 | 0 | 0 | 0 | 0 | No
Mass Electric | NE South | Southeast | Crocker Pond 3424 | Wrentham | 05-3424W1 | Foxborough, Wrentham | N | 0 | 0 | 0 | 0 | Other | 0 | No | 0 | 0 | Other | Other | 0 | 0 | 0 | 0 | 0 | 0 | 0 | 0 | 0 | 0 | No
Mass Electric | NE South | Southeast | Crocker Pond 3424 | Wrentham | 05-3424W3 | Foxborough, Wrentham | N | 0 | 0 | 0 | 0 | Other | 0 | No | 0 | 0 | Other | Other | 0 | 0 | 0 | 0 | 0 | 0 | 0 | 0 | 0 | 0 | No
Mass Electric | NE South | Southeast | Crocker Pond 3424 | Wrentham | 05-3424W5 | Foxborough, Wrentham | N | 0 | 0 | 0 | 0 | Other | 0 | No | 0 | 0 | Other | Other | 0 | 0 | 0 | 0 | 0 | 0 | 0 | 0 | 0 | 0 | No
Mass Electric | NE South | Southeast | Foxboro 1 3431 | Foxborough | 05-3431W1 | Foxborough | N | 0 | 0 | 0 | 0 | Other | 0 | No | 0 | 0 | Other | Other | 0 | 0 | 0 | 0 | 0 | 0 | 0 | 0 | 0 | 0 | No
Mass Electric | NE South | Southeast | Foxboro 1 3431 | Foxborough | 05-3431W2 | Foxborough | N | 0 | 0 | 0 | 0 | Other | 0 | No | 0 | 0 | Other | Other | 0 | 0 | 0 | 0 | 0 | 0 | 0 | 0 | 0 | 0 | No
Mass Electric | NE South | Southeast | Foxboro 2 3432 | Foxborough | 05-3432W1 | Foxborough | N | 0 | 0 | 0 | 0 | Other | 0 | No | 0 | 0 | Other | Other | 0 | 0 | 0 | 0 | 0 | 0 | 0 | 0 | 0 | 0 | No
Mass Electric | NE South | Southeast | Foxboro 2 3432 | Foxborough | 05-3432W2 | Foxborough | N | 0 | 0 | 0 | 0 | Other | 0 | No | 0 | 0 | Other | Other | 0 | 0 | 0 | 0 | 0 | 0 | 0 | 0 | 0 | 0 | No
Mass Electric | NE South | Southeast | Beaver Pond 344 | Franklin | 05-344W1 | Bellingham, Franklin | N | 0 | 0 | 0 | 0 | Other | 0 | No | 0 | 0 | Other | Other | 0 | 0 | 0 | 0 | 0 | 0 | 0 | 0 | 0 | 0 | No
Mass Electric | NE South | Southeast | Beaver Pond 344 | Franklin | 05-344W2 | Franklin | N | 0 | 0 | 0 | 0 | Other | 0 | No | 0 | 0 | Other | Other | 0 | 0 | 0 | 0 | 0 | 0 | 0 | 0 | 0 | 0 | No
Mass Electric | NE South | Southeast | Beaver Pond 344 | Franklin | 05-344W3 | Franklin | N | 0 | 0 | 0 | 0 | Other | 0 | No | 0 | 0 | Other | Other | 0 | 0 | 0 | 0 | 0 | 0 | 0 | 0 | 0 | 0 | No
Mass Electric | NE South | Southeast | Beaver Pond 344 | Franklin | 05-344W4 | Bellingham, Blackstone, Franklin | N | 0 | 0 | 0 | 0 | Other | 0 | No | 0 | 0 | Other | Other | 0 | 0 | 0 | 0 | 0 | 0 | 0 | 0 | 0 | 0 | No
Mass Electric | NE South | Southeast | Beaver Pond 344 | Franklin | 05-344W5 | Franklin, Wrentham | N | 0 | 0 | 0 | 0 | Other | 0 | No | 0 | 0 | Other | Other | 0 | 0 | 0 | 0 | 0 | 0 | 0 | 0 | 0 | 0 | No
Mass Electric | NE South | Southeast | Beaver Pond 344 | Franklin | 05-344W6 | Franklin | N | 0 | 0 | 0 | 0 | Other | 0 | No | 0 | 0 | Other | Other | 0 | 0 | 0 | 0 | 0 | 0 | 0 | 0 | 0 | 0 | No
Mass Electric | NE South | Southeast | Plainville 3451 | Plainville | 05-3451W2 | Plainville, Wrentham | N | 0 | 0 | 0 | 0 | Other | 0 | No | 0 | 0 | Other | Other | 0 | 0 | 0 | 0 | 0 | 0 | 0 | 0 | 0 | 0 | No
Mass Electric | NE South | Southeast | Plainville 3451 | Plainville | 05-3451W3 | Plainville, Wrentham | N | 0 | 0 | 0 | 0 | Other | 0 | No | 0 | 0 | Other | Other | 0 | 0 | 0 | 0 | 0 | 0 | 0 | 0 | 0 | 0 | No
Mass Electric | NE South | Southeast | Union Street 348 | Franklin | 05-348W1 | Franklin | N | 0 | 0 | 0 | 0 | Other | 0 | No | 0 | 0 | Other | Other | 0 | 0 | 0 | 0 | 0 | 0 | 0 | 0 | 0 | 0 | No
Mass Electric | NE South | Southeast | Union Street 348 | Franklin | 05-348W5 | Franklin, Wrentham | N | 0 | 0 | 0 | 0 | Other | 0 | No | 0 | 0 | Other | Other | 0 | 0 | 0 | 0 | 0 | 0 | 0 | 0 | 0 | 0 | No
Mass Electric | NE South | Southeast | Union Street 348 | Franklin | 05-348W6 | Franklin | N | 0 | 0 | 0 | 0 | Other | 0 | No | 0 | 0 | Other | Other | 0 | 0 | 0 | 0 | 0 | 0 | 0 | 0 | 0 | 0 | No
Mass Electric | NE South | Southeast | Union Street 348 | Franklin | 05-348W7 | Bellingham, Franklin, Wrentham | N | 0 | 0 | 0 | 0 | Other | 0 | No | 0 | 0 | Other | Other | 0 | 0 | 0 | 0 | 0 | 0 | 0 | 0 | 0 | 0 | No
Mass Electric | NE South | Southeast | Union Street 348 | Franklin | 05-348W8 | Bellingham, Franklin, Wrentham | N | 0 | 0 | 0 | 0 | Other | 0 | No | 0 | 0 | Other | Other | 0 | 0 | 0 | 0 | 0 | 0 | 0 | 0 | 0 | 0 | No
Mass Electric | NE South | Southeast | North Foxboro 349 | Foxborough | 05-349W1 | Foxborough | N | 0 | 0 | 0 | 0 | Other | 0 | No | 0 | 0 | Other | Other | 0 | 0 | 0 | 0 | 0 | 0 | 0 | 0 | 0 | 0 | No
Mass Electric | NE South | Southeast | Rehoboth 3 | Rehoboth | 05-3J1 | Rehoboth | N | 0 | 0 | 0 | 0 | Other | 0 | No | 0 | 0 | Other | Other | 0 | 0 | 0 | 0 | 0 | 0 | 0 | 0 | 0 | 0 | No
Mass Electric | NE South | Southeast | Rehoboth 3 | Rehoboth | 05-3J2 | Rehoboth | N | 0 | 0 | 0 | 0 | Other | 0 | No | 0 | 0 | Other | Other | 0 | 0 | 0 | 0 | 0 | 0 | 0 | 0 | 0 | 0 | No
Mass Electric | NE South | Southeast | Rehoboth 3 | Rehoboth | 05-3J3 | Rehoboth, Seekonk | N | 0 | 0 | 0 | 0 | Other | 0 | No | 0 | 0 | Other | Other | 0 | 0 | 0 | 0 | 0 | 0 | 0 | 0 | 0 | 0 | No
Mass Electric | NE South | Southeast | Norton 4 | Norton | 05-4J1 | Norton | N | 0 | 0 | 0 | 0 | Other | 0 | No | 0 | 0 | Other | Other | 0 | 0 | 0 | 0 | 0 | 0 | 0 | 0 | 0 | 0 | No
Mass Electric | NE South | Southeast | Norton 4 | Norton | 05-4J2 | Norton | N | 0 | 0 | 0 | 0 | Other | 0 | No | 0 | 0 | Other | Other | 0 | 0 | 0 | 0 | 0 | 0 | 0 | 0 | 0 | 0 | No
Mass Electric | NE South | Southeast | Norton 4 | Norton | 05-4L1 | Norton, Taunton | N | 0 | 0 | 0 | 0 | Other | 0 | No | 0 | 0 | Other | Other | 0 | 0 | 0 | 0 | 0 | 0 | 0 | 0 | 0 | 0 | No
Mass Electric | NE South | Southeast | Norton 4 | Norton | 05-4L2 | Norton | N | 0 | 0 | 0 | 0 | Other | 0 | No | 0 | 0 | Other | Other | 0 | 0 | 0 | 0 | 0 | 0 | 0 | 0 | 0 | 0 | No
Mass Electric | NE South | Southeast | South Attleboro 5 | Attleboro | 05-5J1 | Attleboro | N | 0 | 0 | 0 | 0 | Other | 0 | No | 0 | 0 | Other | Other | 0 | 0 | 0 | 0 | 0 | 0 | 0 | 0 | 0 | 0 | No
Mass Electric | NE South | Southeast | South Attleboro 5 | Attleboro | 05-5J2 | Attleboro | N | 0 | 0 | 0 | 0 | Other | 0 | No | 0 | 0 | Other | Other | 0 | 0 | 0 | 0 | 0 | 0 | 0 | 0 | 0 | 0 | No
Mass Electric | NE South | Southeast | Clara Street 6 | Seekonk | 05-6J1 | Attleboro, Seekonk | N | 0 | 0 | 0 | 0 | Other | 0 | No | 0 | 0 | Other | Other | 0 | 0 | 0 | 0 | 0 | 0 | 0 | 0 | 0 | 0 | No
Mass Electric | NE South | Southeast | Clara Street 6 | Seekonk | 05-6J2 | Attleboro, Seekonk | N | 0 | 0 | 0 | 0 | Other | 0 | No | 0 | 0 | Other | Other | 0 | 0 | 0 | 0 | 0 | 0 | 0 | 0 | 0 | 0 | No
Mass Electric | NE South | Southeast | Myles Standish 8016 | Norton | 05-6L1 | Norton | N | 0 | 0 | 0 | 0 | Other | 0 | No | 0 | 0 | Other | Other | 0 | 0 | 0 | 0 | 0 | 0 | 0 | 0 | 0 | 0 | No
Mass Electric | NE South | Southeast | Mink Street 7 | Seekonk | 05-7L1 | Seekonk | N | 0 | 0 | 0 | 0 | Other | 0 | No | 0 | 0 | Other | Other | 0 | 0 | 0 | 0 | 0 | 0 | 0 | 0 | 0 | 0 | No
Mass Electric | NE South | Southeast | Mink Street 7 | Seekonk | 05-7L2 | Seekonk | N | 0 | 0 | 0 | 0 | Other | 0 | No | 0 | 0 | Other | Other | 0 | 0 | 0 | 0 | 0 | 0 | 0 | 0 | 0 | 0 | No
Mass Electric | NE South | Southeast | Mink Street 7 | Seekonk | 05-7L3 | Seekonk | N | 0 | 0 | 0 | 0 | Other | 0 | No | 0 | 0 | Other | Other | 0 | 0 | 0 | 0 | 0 | 0 | 0 | 0 | 0 | 0 | No
Mass Electric | NE South | Southeast | Mink Street 7 | Seekonk | 05-7L4 | Dighton, Rehoboth, Seekonk | N | 0 | 0 | 0 | 0 | Other | 0 | No | 0 | 0 | Other | Other | 0 | 0 | 0 | 0 | 0 | 0 | 0 | 0 | 0 | 0 | No
Mass Electric | NE South | Southeast | Mink Street 7 | Seekonk | 05-7L5 | Rehoboth, Seekonk, Swansea | N | 0 | 0 | 0 | 0 | Other | 0 | No | 0 | 0 | Other | Other | 0 | 0 | 0 | 0 | 0 | 0 | 0 | 0 | 0 | 0 | No
Mass Electric | NE South | Southeast | Chartley Pond 8 | Attleboro | 05-8L1 | Attleboro | N | 0 | 0 | 0 | 0 | Other | 0 | No | 0 | 0 | Other | Other | 0 | 0 | 0 | 0 | 0 | 0 | 0 | 0 | 0 | 0 | No
Mass Electric | NE South | Southeast | Chartley Pond 8 | Attleboro | 05-8L2 | Attleboro, Norton, Rehoboth, Taunton | N | 0 | 0 | 0 | 0 | Other | 0 | No | 0 | 0 | Other | Other | 0 | 0 | 0 | 0 | 0 | 0 | 0 | 0 | 0 | 0 | No
Mass Electric | NE South | Southeast | Chartley Pond 8 | Attleboro | 05-8L3 | Attleboro, Norton | N | 0 | 0 | 0 | 0 | Other | 0 | No | 0 | 0 | Other | Other | 0 | 0 | 0 | 0 | 0 | 0 | 0 | 0 | 0 | 0 | No
Mass Electric | NE South | Southeast | Chartley Pond 8 | Attleboro | 05-8L4 | Attleboro, Norton, Rehoboth | N | 0 | 0 | 0 | 0 | Other | 0 | No | 0 | 0 | Other | Other | 0 | 0 | 0 | 0 | 0 | 0 | 0 | 0 | 0 | 0 | No
Mass Electric | NE South | Southeast | Depot Street 335 | Milford | 05-8U | Hopedale, Mendon, Milford | N | 0 | 0 | 0 | 0 | Other | 0 | No | 0 | 0 | Other | Other | 0 | 0 | 0 | 0 | 0 | 0 | 0 | 0 | 0 | 0 | No
Mass Electric | NE South | Southeast | Read Street 9 | Attleboro | 05-9L1 | Attleboro, North Attleborough | N | 0 | 0 | 0 | 0 | Other | 0 | No | 0 | 0 | Other | Other | 0 | 0 | 0 | 0 | 0 | 0 | 0 | 0 | 0 | 0 | No
Mass Electric | NE South | Southeast | Read Street 9 | Attleboro | 05-9L2 | Attleboro | N | 0 | 0 | 0 | 0 | Other | 0 | No | 0 | 0 | Other | Other | 0 | 0 | 0 | 0 | 0 | 0 | 0 | 0 | 0 | 0 | No
Mass Electric | NE South | Southeast | Read Street 9 | Attleboro | 05-9L3 | Attleboro, North Attleborough | N | 0 | 0 | 0 | 0 | Other | 0 | No | 0 | 0 | Other | Other | 0 | 0 | 0 | 0 | 0 | 0 | 0 | 0 | 0 | 0 | No
Mass Electric | NE South | Southeast | Read Street 9 | Attleboro | 05-9L4 | Attleboro, Seekonk | N | 0 | 0 | 0 | 0 | Other | 0 | No | 0 | 0 | Other | Other | 0 | 0 | 0 | 0 | 0 | 0 | 0 | 0 | 0 | 0 | No
Mass Electric | NE South | Southeast | Read Street 9 | Attleboro | 05-9L5 | Attleboro, Rehoboth, Seekonk | N | 0 | 0 | 0 | 0 | Other | 0 | No | 0 | 0 | Other | Other | 0 | 0 | 0 | 0 | 0 | 0 | 0 | 0 | 0 | 0 | No
Mass Electric | NE South | Southeast | Read Street 9 | Attleboro | 05-9L6 | Attleboro | N | 0 | 0 | 0 | 0 | Other | 0 | No | 0 | 0 | Other | Other | 0 | 0 | 0 | 0 | 0 | 0 | 0 | 0 | 0 | 0 | No
Mass Electric | NE South | South Shore | Holbrook 10 | Holbrook | 07-10W1 | Braintree, Holbrook, Randolph | N | 0 | 0 | 0 | 0 | Other | 0 | No | 0 | 0 | Other | Other | 0 | 0 | 0 | 0 | 0 | 0 | 0 | 0 | 0 | 0 | No
Mass Electric | NE South | South Shore | North Quincy 11 | Quincy | 07-1101 | Quincy | N | 0 | 0 | 0 | 0 | Other | 0 | No | 0 | 0 | Other | Other | 0 | 0 | 0 | 0 | 0 | 0 | 0 | 0 | 0 | 0 | No
Mass Electric | NE South | South Shore | North Quincy 11 | Quincy | 07-1102 | Quincy | N | 0 | 0 | 0 | 0 | Other | 0 | No | 0 | 0 | Other | Other | 0 | 0 | 0 | 0 | 0 | 0 | 0 | 0 | 0 | 0 | No
Mass Electric | NE South | South Shore | North Quincy 11 | Quincy | 07-1103 | Quincy | N | 0 | 0 | 0 | 0 | Other | 0 | No | 0 | 0 | Other | Other | 0 | 0 | 0 | 0 | 0 | 0 | 0 | 0 | 0 | 0 | No
Mass Electric | NE South | South Shore | North Quincy 11 | Quincy | 07-1104 | Quincy | N | 0 | 0 | 0 | 0 | Other | 0 | No | 0 | 0 | Other | Other | 0 | 0 | 0 | 0 | 0 | 0 | 0 | 0 | 0 | 0 | No
Mass Electric | NE South | South Shore | North Quincy 11 | Quincy | 07-11W1 | Quincy | N | 0 | 0 | 0 | 0 | Other | 0 | No | 0 | 0 | Other | Other | 0 | 0 | 0 | 0 | 0 | 0 | 0 | 0 | 0 | 0 | No
Mass Electric | NE South | South Shore | North Quincy 11 | Quincy | 07-11W2 | Quincy | N | 0 | 0 | 0 | 0 | Other | 0 | No | 0 | 0 | Other | Other | 0 | 0 | 0 | 0 | 0 | 0 | 0 | 0 | 0 | 0 | No
Mass Electric | NE South | South Shore | North Quincy 11 | Quincy | 07-11W3 | Quincy | N | 0 | 0 | 0 | 0 | Other | 0 | No | 0 | 0 | Other | Other | 0 | 0 | 0 | 0 | 0 | 0 | 0 | 0 | 0 | 0 | No
Mass Electric | NE South | South Shore | North Quincy 11 | Quincy | 07-11W4 | Quincy | N | 0 | 0 | 0 | 0 | Other | 0 | No | 0 | 0 | Other | Other | 0 | 0 | 0 | 0 | 0 | 0 | 0 | 0 | 0 | 0 | No
Mass Electric | NE South | South Shore | Field Street 1 | Quincy | 07-1202 | Quincy | N | 0 | 0 | 0 | 0 | Other | 0 | No | 0 | 0 | Other | Other | 0 | 0 | 0 | 0 | 0 | 0 | 0 | 0 | 0 | 0 | No
Mass Electric | NE South | South Shore | Field Street 1 | Quincy | 07-1224 | Quincy | N | 0 | 0 | 0 | 0 | Other | 0 | No | 0 | 0 | Other | Other | 0 | 0 | 0 | 0 | 0 | 0 | 0 | 0 | 0 | 0 | No
Mass Electric | NE South | South Shore | Mid-Weymouth 12 | Weymouth | 07-12W1 | Weymouth | N | 0 | 0 | 0 | 0 | Other | 0 | No | 0 | 0 | Other | Other | 0 | 0 | 0 | 0 | 0 | 0 | 0 | 0 | 0 | 0 | No
Mass Electric | NE South | South Shore | Mid-Weymouth 12 | Weymouth | 07-12W2 | Hingham, Weymouth | N | 0 | 0 | 0 | 0 | Other | 0 | No | 0 | 0 | Other | Other | 0 | 0 | 0 | 0 | 0 | 0 | 0 | 0 | 0 | 0 | No
Mass Electric | NE South | South Shore | Mid-Weymouth 12 | Weymouth | 07-12W3 | Weymouth | N | 0 | 0 | 0 | 0 | Other | 0 | No | 0 | 0 | Other | Other | 0 | 0 | 0 | 0 | 0 | 0 | 0 | 0 | 0 | 0 | No
Mass Electric | NE South | South Shore | Mid-Weymouth 12 | Weymouth | 07-12W4 | Weymouth | N | 0 | 0 | 0 | 0 | Other | 0 | No | 0 | 0 | Other | Other | 0 | 0 | 0 | 0 | 0 | 0 | 0 | 0 | 0 | 0 | No
Mass Electric | NE South | South Shore | Mid-Weymouth 12 | Weymouth | 07-12W5 | Weymouth | N | 0 | 0 | 0 | 0 | Other | 0 | No | 0 | 0 | Other | Other | 0 | 0 | 0 | 0 | 0 | 0 | 0 | 0 | 0 | 0 | No
Mass Electric | NE South | South Shore | Mid-Weymouth 12 | Weymouth | 07-12W6 | Hingham, Weymouth | N | 0 | 0 | 0 | 0 | Other | 0 | No | 0 | 0 | Other | Other | 0 | 0 | 0 | 0 | 0 | 0 | 0 | 0 | 0 | 0 | No
Mass Electric | NE South | South Shore | Scituate Unit 15 | Scituate | 07-15J1 | Scituate | N | 0 | 0 | 0 | 0 | Other | 0 | No | 0 | 0 | Other | Other | 0 | 0 | 0 | 0 | 0 | 0 | 0 | 0 | 0 | 0 | No
Mass Electric | NE South | South Shore | Scituate Unit 17 | Scituate | 07-17J1 | Scituate | N | 0 | 0 | 0 | 0 | Other | 0 | No | 0 | 0 | Other | Other | 0 | 0 | 0 | 0 | 0 | 0 | 0 | 0 | 0 | 0 | No
Mass Electric | NE South | South Shore | King Street Unit 18 | Cohasset | 07-18J1 | Cohasset, Scituate | N | 0 | 0 | 0 | 0 | Other | 0 | No | 0 | 0 | Other | Other | 0 | 0 | 0 | 0 | 0 | 0 | 0 | 0 | 0 | 0 | No
Mass Electric | NE South | South Shore | Field Street 1 | Quincy | 07-1J11 | Quincy | N | 0 | 0 | 0 | 0 | Other | 0 | No | 0 | 0 | Other | Other | 0 | 0 | 0 | 0 | 0 | 0 | 0 | 0 | 0 | 0 | No
Mass Electric | NE South | South Shore | Field Street 1 | Quincy | 07-1J2 | Quincy | N | 0 | 0 | 0 | 0 | Other | 0 | No | 0 | 0 | Other | Other | 0 | 0 | 0 | 0 | 0 | 0 | 0 | 0 | 0 | 0 | No
Mass Electric | NE South | South Shore | Field Street 1 | Quincy | 07-1J6 | Quincy | N | 0 | 0 | 0 | 0 | Other | 0 | No | 0 | 0 | Other | Other | 0 | 0 | 0 | 0 | 0 | 0 | 0 | 0 | 0 | 0 | No
Mass Electric | NE South | South Shore | Field Street 1 | Quincy | 07-1J8 | Quincy | N | 0 | 0 | 0 | 0 | Other | 0 | No | 0 | 0 | Other | Other | 0 | 0 | 0 | 0 | 0 | 0 | 0 | 0 | 0 | 0 | No
Mass Electric | NE South | South Shore | Field Street 1 | Quincy | 07-1W1 | Quincy | N | 0 | 0 | 0 | 0 | Other | 0 | No | 0 | 0 | Other | Other | 0 | 0 | 0 | 0 | 0 | 0 | 0 | 0 | 0 | 0 | No
Mass Electric | NE South | South Shore | Field Street 1 | Quincy | 07-1W10 | Quincy | N | 0 | 0 | 0 | 0 | Other | 0 | No | 0 | 0 | Other | Other | 0 | 0 | 0 | 0 | 0 | 0 | 0 | 0 | 0 | 0 | No
Mass Electric | NE South | South Shore | Field Street 1 | Quincy | 07-1W2 | Quincy | N | 0 | 0 | 0 | 0 | Other | 0 | No | 0 | 0 | Other | Other | 0 | 0 | 0 | 0 | 0 | 0 | 0 | 0 | 0 | 0 | No
Mass Electric | NE South | South Shore | Field Street 1 | Quincy | 07-1W3 | Quincy | N | 0 | 0 | 0 | 0 | Other | 0 | No | 0 | 0 | Other | Other | 0 | 0 | 0 | 0 | 0 | 0 | 0 | 0 | 0 | 0 | No
Mass Electric | NE South | South Shore | Field Street 1 | Quincy | 07-1W4 | Quincy | N | 0 | 0 | 0 | 0 | Other | 0 | No | 0 | 0 | Other | Other | 0 | 0 | 0 | 0 | 0 | 0 | 0 | 0 | 0 | 0 | No
Mass Electric | NE South | South Shore | Field Street 1 | Quincy | 07-1W5 | Quincy | N | 0 | 0 | 0 | 0 | Other | 0 | No | 0 | 0 | Other | Other | 0 | 0 | 0 | 0 | 0 | 0 | 0 | 0 | 0 | 0 | No
Mass Electric | NE South | South Shore | Field Street 1 | Quincy | 07-1W6 | Quincy | N | 0 | 0 | 0 | 0 | Other | 0 | No | 0 | 0 | Other | Other | 0 | 0 | 0 | 0 | 0 | 0 | 0 | 0 | 0 | 0 | No
Mass Electric | NE South | South Shore | Field Street 1 | Quincy | 07-1W8 | Quincy | N | 0 | 0 | 0 | 0 | Other | 0 | No | 0 | 0 | Other | Other | 0 | 0 | 0 | 0 | 0 | 0 | 0 | 0 | 0 | 0 | No
Mass Electric | NE South | South Shore | Field Street 1 | Quincy | 07-1W9 | Quincy | N | 0 | 0 | 0 | 0 | Other | 0 | No | 0 | 0 | Other | Other | 0 | 0 | 0 | 0 | 0 | 0 | 0 | 0 | 0 | 0 | No
Mass Electric | NE South | South Shore | Brockton | Brockton | 07-20W10 | Brockton | N | 0 | 0 | 0 | 0 | Other | 0 | No | 0 | 0 | Other | Other | 0 | 0 | 0 | 0 | 0 | 0 | 0 | 0 | 0 | 0 | No
Mass Electric | NE South | South Shore | Brockton | Brockton | 07-20W13 | Brockton | N | 0 | 0 | 0 | 0 | Other | 0 | No | 0 | 0 | Other | Other | 0 | 0 | 0 | 0 | 0 | 0 | 0 | 0 | 0 | 0 | No
Mass Electric | NE South | South Shore | East Holbrook 2 | Holbrook | 07-2W1 | Holbrook | N | 0 | 0 | 0 | 0 | Other | 0 | No | 0 | 0 | Other | Other | 0 | 0 | 0 | 0 | 0 | 0 | 0 | 0 | 0 | 0 | No
Mass Electric | NE South | South Shore | East Holbrook 2 | Holbrook | 07-2W2 | Holbrook, Weymouth | N | 0 | 0 | 0 | 0 | Other | 0 | No | 0 | 0 | Other | Other | 0 | 0 | 0 | 0 | 0 | 0 | 0 | 0 | 0 | 0 | No
Mass Electric | NE South | South Shore | Field Street 1 | Quincy | 07-303 | Quincy | N | 0 | 0 | 0 | 0 | Other | 0 | No | 0 | 0 | Other | Other | 0 | 0 | 0 | 0 | 0 | 0 | 0 | 0 | 0 | 0 | No
Mass Electric | NE South | South Shore | West Quincy 3 | Quincy | 07-304 | Quincy | N | 0 | 0 | 0 | 0 | Other | 0 | No | 0 | 0 | Other | Other | 0 | 0 | 0 | 0 | 0 | 0 | 0 | 0 | 0 | 0 | No
Mass Electric | NE South | South Shore | West Quincy 3 | Quincy | 07-3J3 | Quincy | N | 0 | 0 | 0 | 0 | Other | 0 | No | 0 | 0 | Other | Other | 0 | 0 | 0 | 0 | 0 | 0 | 0 | 0 | 0 | 0 | No
Mass Electric | NE South | South Shore | West Quincy 3 | Quincy | 07-3W1 | Quincy | N | 0 | 0 | 0 | 0 | Other | 0 | No | 0 | 0 | Other | Other | 0 | 0 | 0 | 0 | 0 | 0 | 0 | 0 | 0 | 0 | No
Mass Electric | NE South | South Shore | West Quincy 3 | Quincy | 07-3W2 | Quincy | N | 0 | 0 | 0 | 0 | Other | 0 | No | 0 | 0 | Other | Other | 0 | 0 | 0 | 0 | 0 | 0 | 0 | 0 | 0 | 0 | No
Mass Electric | NE South | South Shore | West Quincy 3 | Quincy | 07-3W3 | Quincy | N | 0 | 0 | 0 | 0 | Other | 0 | No | 0 | 0 | Other | Other | 0 | 0 | 0 | 0 | 0 | 0 | 0 | 0 | 0 | 0 | No
Mass Electric | NE South | South Shore | West Quincy 3 | Quincy | 07-3W4 | Quincy | N | 0 | 0 | 0 | 0 | Other | 0 | No | 0 | 0 | Other | Other | 0 | 0 | 0 | 0 | 0 | 0 | 0 | 0 | 0 | 0 | No
Mass Electric | NE South | South Shore | Atlantic 4 | Quincy | 07-4J1 | Quincy | N | 0 | 0 | 0 | 0 | Other | 0 | No | 0 | 0 | Other | Other | 0 | 0 | 0 | 0 | 0 | 0 | 0 | 0 | 0 | 0 | No
Mass Electric | NE South | South Shore | Atlantic 4 | Quincy | 07-4J2 | Quincy | N | 0 | 0 | 0 | 0 | Other | 0 | No | 0 | 0 | Other | Other | 0 | 0 | 0 | 0 | 0 | 0 | 0 | 0 | 0 | 0 | No
Mass Electric | NE South | South Shore | Atlantic 4 | Quincy | 07-4J3 | Quincy | N | 0 | 0 | 0 | 0 | Other | 0 | No | 0 | 0 | Other | Other | 0 | 0 | 0 | 0 | 0 | 0 | 0 | 0 | 0 | 0 | No
Mass Electric | NE South | South Shore | Atlantic 4 | Quincy | 07-4J4 | Quincy | N | 0 | 0 | 0 | 0 | Other | 0 | No | 0 | 0 | Other | Other | 0 | 0 | 0 | 0 | 0 | 0 | 0 | 0 | 0 | 0 | No
Mass Electric | NE South | South Shore | Randolph 5 | Randolph | 07-5W1 | Randolph | N | 0 | 0 | 0 | 0 | Other | 0 | No | 0 | 0 | Other | Other | 0 | 0 | 0 | 0 | 0 | 0 | 0 | 0 | 0 | 0 | No
Mass Electric | NE South | South Shore | Randolph 5 | Randolph | 07-5W2 | Randolph | N | 0 | 0 | 0 | 0 | Other | 0 | No | 0 | 0 | Other | Other | 0 | 0 | 0 | 0 | 0 | 0 | 0 | 0 | 0 | 0 | No
Mass Electric | NE South | South Shore | Randolph 5 | Randolph | 07-5W3 | Randolph | N | 0 | 0 | 0 | 0 | Other | 0 | No | 0 | 0 | Other | Other | 0 | 0 | 0 | 0 | 0 | 0 | 0 | 0 | 0 | 0 | No
Mass Electric | NE South | South Shore | Randolph 5 | Randolph | 07-5W4 | Randolph | N | 0 | 0 | 0 | 0 | Other | 0 | No | 0 | 0 | Other | Other | 0 | 0 | 0 | 0 | 0 | 0 | 0 | 0 | 0 | 0 | No
Mass Electric | NE South | South Shore | Lincoln Street Unit 60 | Abington | 07-60J1 | Abington | N | 0 | 0 | 0 | 0 | Other | 0 | No | 0 | 0 | Other | Other | 0 | 0 | 0 | 0 | 0 | 0 | 0 | 0 | 0 | 0 | No
Mass Electric | NE South | South Shore | Division Street Unit 64 | Rockland | 07-64J1 | Abington, Rockland | N | 0 | 0 | 0 | 0 | Other | 0 | No | 0 | 0 | Other | Other | 0 | 0 | 0 | 0 | 0 | 0 | 0 | 0 | 0 | 0 | No
Mass Electric | NE South | South Shore | North Scituate Unit 65 | Scituate | 07-65J1 | Cohasset, Scituate | N | 0 | 0 | 0 | 0 | Other | 0 | No | 0 | 0 | Other | Other | 0 | 0 | 0 | 0 | 0 | 0 | 0 | 0 | 0 | 0 | No
Mass Electric | NE South | South Shore | Central Street Unit 67 | Abington | 07-67J1 | Abington, Rockland | N | 0 | 0 | 0 | 0 | Other | 0 | No | 0 | 0 | Other | Other | 0 | 0 | 0 | 0 | 0 | 0 | 0 | 0 | 0 | 0 | No
Mass Electric | NE South | South Shore | Court Street Unit 69 | Brockton | 07-69J1 | Brockton | N | 0 | 0 | 0 | 0 | Other | 0 | No | 0 | 0 | Other | Other | 0 | 0 | 0 | 0 | 0 | 0 | 0 | 0 | 0 | 0 | No
Mass Electric | NE South | South Shore | North Weymouth 6 | Weymouth | 07-6W1 | Weymouth | N | 0 | 0 | 0 | 0 | Other | 0 | No | 0 | 0 | Other | Other | 0 | 0 | 0 | 0 | 0 | 0 | 0 | 0 | 0 | 0 | No
Mass Electric | NE South | South Shore | North Weymouth 6 | Weymouth | 07-6W2 | Weymouth | N | 0 | 0 | 0 | 0 | Other | 0 | No | 0 | 0 | Other | Other | 0 | 0 | 0 | 0 | 0 | 0 | 0 | 0 | 0 | 0 | No
Mass Electric | NE South | South Shore | Silver Lake 70 | Pembroke | 07-70J1 | Halifax, Pembroke | N | 0 | 0 | 0 | 0 | Other | 0 | No | 0 | 0 | Other | Other | 0 | 0 | 0 | 0 | 0 | 0 | 0 | 0 | 0 | 0 | No
Mass Electric | NE South | South Shore | Temple St Unit 712 | Whitman | 07-712J1 | Abington, Brockton, East Bridgewater, Whitman | N | 0 | 0 | 0 | 0 | Other | 0 | No | 0 | 0 | Other | Other | 0 | 0 | 0 | 0 | 0 | 0 | 0 | 0 | 0 | 0 | No
Mass Electric | NE South | South Shore | Harrison Blvd 75 | Avon | 07-75W1 | Avon, Stoughton | N | 0 | 0 | 0 | 0 | Other | 0 | No | 0 | 0 | Other | Other | 0 | 0 | 0 | 0 | 0 | 0 | 0 | 0 | 0 | 0 | No
Mass Electric | NE South | South Shore | Harrison Blvd 75 | Avon | 07-75W3 | Avon, Brockton | N | 0 | 0 | 0 | 0 | Other | 0 | No | 0 | 0 | Other | Other | 0 | 0 | 0 | 0 | 0 | 0 | 0 | 0 | 0 | 0 | No
Mass Electric | NE South | South Shore | Harrison Blvd 75 | Avon | 07-75W5 | Avon | N | 0 | 0 | 0 | 0 | Other | 0 | No | 0 | 0 | Other | Other | 0 | 0 | 0 | 0 | 0 | 0 | 0 | 0 | 0 | 0 | No
Mass Electric | NE South | South Shore | Harrison Blvd 75 | Avon | 07-75W7 | Avon, Randolph, Stoughton | N | 0 | 0 | 0 | 0 | Other | 0 | No | 0 | 0 | Other | Other | 0 | 0 | 0 | 0 | 0 | 0 | 0 | 0 | 0 | 0 | No
Mass Electric | NE South | South Shore | East Bridgewater 797 | East Bridgewater | 07-797W1 | Bridgewater, Brockton, East Bridgewater | N | 0 | 0 | 0 | 0 | Other | 0 | No | 0 | 0 | Other | Other | 0 | 0 | 0 | 0 | 0 | 0 | 0 | 0 | 0 | 0 | No
Mass Electric | NE South | South Shore | East Bridgewater 797 | East Bridgewater | 07-797W19 | Brockton, East Bridgewater, West Bridgewater | N | 0 | 0 | 0 | 0 | Other | 0 | No | 0 | 0 | Other | Other | 0 | 0 | 0 | 0 | 0 | 0 | 0 | 0 | 0 | 0 | No
Mass Electric | NE South | South Shore | East Bridgewater 797 | East Bridgewater | 07-797W20 | Bridgewater, East Bridgewater, Easton, West Bridgewater | N | 0 | 0 | 0 | 0 | Other | 1 | No | 0 | 0 | Other | Other | 0 | 0 | 0 | 0 | 0 | 0 | 0 | 0 | 1 | 0 | No
Mass Electric | NE South | South Shore | East Bridgewater 797 | East Bridgewater | 07-797W23 | Bridgewater, East Bridgewater | N | 0 | 0 | 0 | 0 | Other | 0 | No | 0 | 0 | Other | Other | 0 | 0 | 0 | 0 | 0 | 0 | 0 | 0 | 0 | 0 | No
Mass Electric | NE South | South Shore | East Bridgewater 797 | East Bridgewater | 07-797W24 | East Bridgewater, Halifax, Hanson, Pembroke | N | 0 | 0 | 0 | 0 | Other | 1 | No | 0 | 0 | Other | Other | 0 | 0 | 0 | 0 | 0 | 0 | 0 | 0 | 1 | 0 | No
Mass Electric | NE South | South Shore | East Bridgewater 797 | East Bridgewater | 07-797W29 | East Bridgewater, Hanson, Whitman | N | 0 | 0 | 0 | 0 | Other | 0 | No | 0 | 0 | Other | Other | 0 | 0 | 0 | 0 | 0 | 0 | 0 | 0 | 0 | 0 | No
Mass Electric | NE South | South Shore | East Bridgewater 797 | East Bridgewater | 07-797W42 | Brockton, East Bridgewater, West Bridgewater | N | 0 | 0 | 0 | 0 | Other | 0 | No | 0 | 0 | Other | Other | 0 | 0 | 0 | 0 | 0 | 0 | 0 | 0 | 0 | 0 | No
Mass Electric | NE South | South Shore | Pleasant Street 8 | Weymouth | 07-8W1 | Hingham, Weymouth | N | 0 | 0 | 0 | 0 | Other | 0 | No | 0 | 0 | Other | Other | 0 | 0 | 0 | 0 | 0 | 0 | 0 | 0 | 0 | 0 | No
Mass Electric | NE South | South Shore | Pleasant Street 8 | Weymouth | 07-8W2 | Weymouth | N | 0 | 0 | 0 | 0 | Other | 0 | No | 0 | 0 | Other | Other | 0 | 0 | 0 | 0 | 0 | 0 | 0 | 0 | 0 | 0 | No
Mass Electric | NE South | South Shore | Water Street 910 | Hanover | 07-910W25 | Hanover, Hanson, Kingston, Pembroke | N | 0 | 0 | 0 | 0 | Other | 0 | No | 0 | 0 | Other | Other | 0 | 0 | 0 | 0 | 0 | 0 | 0 | 0 | 0 | 0 | No
Mass Electric | NE South | South Shore | Water Street 910 | Hanover | 07-910W51 | Hanover, Marshfield, Norwell, Pembroke | N | 0 | 0 | 0 | 0 | Other | 0 | No | 0 | 0 | Other | Other | 0 | 0 | 0 | 0 | 0 | 0 | 0 | 0 | 0 | 0 | No
Mass Electric | NE South | South Shore | Water Street 910 | Hanover | 07-910W52 | Duxbury, Hanover, Pembroke | N | 0 | 0 | 0 | 0 | Other | 0 | No | 0 | 0 | Other | Other | 0 | 0 | 0 | 0 | 0 | 0 | 0 | 0 | 0 | 0 | No
Mass Electric | NE South | South Shore | Ames Street 911 | Brockton | 07-911W13 | Brockton | N | 0 | 0 | 0 | 0 | Other | 1 | No | 0 | 0 | Other | Other | 0 | 0 | 0 | 0 | 0 | 0 | 0 | 0 | 1 | 0 | No
Mass Electric | NE South | South Shore | Ames Street 911 | Brockton | 07-911W25 | Brockton | N | 0 | 0 | 0 | 0 | Other | 0 | No | 0 | 0 | Other | Other | 0 | 0 | 0 | 0 | 0 | 0 | 0 | 0 | 0 | 0 | No
Mass Electric | NE South | South Shore | Ames Street 911 | Brockton | 07-911W56 | Brockton | N | 0 | 0 | 0 | 0 | Other | 0 | No | 0 | 0 | Other | Other | 0 | 0 | 0 | 0 | 0 | 0 | 0 | 0 | 0 | 0 | No
Mass Electric | NE South | South Shore | Ames Street 911 | Brockton | 07-911W57 | Brockton | N | 0 | 0 | 0 | 0 | Other | 0 | No | 0 | 0 | Other | Other | 0 | 0 | 0 | 0 | 0 | 0 | 0 | 0 | 0 | 0 | No
Mass Electric | NE South | South Shore | Ames Street 911 | Brockton | 07-911W59 | Avon, Brockton | N | 0 | 0 | 0 | 0 | Other | 0 | No | 0 | 0 | Other | Other | 0 | 0 | 0 | 0 | 0 | 0 | 0 | 0 | 0 | 0 | No
Mass Electric | NE South | South Shore | Ames Street 911 | Brockton | 07-911W65 | Avon, Brockton | N | 0 | 0 | 0 | 0 | Other | 0 | No | 0 | 0 | Other | Other | 0 | 0 | 0 | 0 | 0 | 0 | 0 | 0 | 0 | 0 | No
Mass Electric | NE South | South Shore | Ames Street 911 | Brockton | 07-911W77 | Abington, Brockton, Holbrook | N | 0 | 0 | 0 | 0 | Other | 0 | No | 0 | 0 | Other | Other | 0 | 0 | 0 | 0 | 0 | 0 | 0 | 0 | 0 | 0 | No
Mass Electric | NE South | South Shore | Mill Street 912 | Bridgewater | 07-912W21 | Bridgewater, East Bridgewater, West Bridgewater | N | 0 | 0 | 0 | 0 | Other | 0 | No | 0 | 0 | Other | Other | 0 | 3 | 0 | 1 | 0 | 0 | 0 | 0 | 1 | 0 | No
Mass Electric | NE South | South Shore | Mill Street 912 | Bridgewater | 07-912W22 | Bridgewater, East Bridgewater | N | 0 | 0 | 0 | 0 | Other | 0 | No | 0 | 0 | Other | Other | 0 | 0 | 0 | 0 | 0 | 0 | 0 | 0 | 0 | 0 | No
Mass Electric | NE South | South Shore | Mill Street 912 | Bridgewater | 07-912W55 | Bridgewater | N | 0 | 0 | 0 | 0 | Other | 0 | No | 0 | 0 | Other | Other | 0 | 0 | 0 | 0 | 0 | 0 | 0 | 0 | 0 | 0 | No
Mass Electric | NE South | South Shore | Mill Street 912 | Bridgewater | 07-912W73 | Bridgewater | N | 0 | 0 | 0 | 0 | Other | 0 | No | 0 | 0 | Other | Other | 0 | 1 | 0 | 1 | 0 | 0 | 0 | 0 | 1 | 0 | No
Mass Electric | NE South | South Shore | Mill Street 912 | Bridgewater | 07-912W74 | Bridgewater, East Bridgewater, Halifax | N | 0 | 0 | 0 | 0 | Other | 0 | No | 0 | 0 | Other | Other | 0 | 0 | 0 | 0 | 0 | 0 | 0 | 0 | 0 | 0 | No
Mass Electric | NE South | South Shore | Mill Street 912 | Bridgewater | 07-912W75 | Bridgewater, Halifax, Hanson, Plympton | N | 0 | 0 | 0 | 0 | Other | 0 | No | 0 | 0 | Other | Other | 0 | 0 | 0 | 0 | 0 | 0 | 0 | 0 | 0 | 0 | No
Mass Electric | NE South | South Shore | Stoughton 913 | Stoughton | 07-913W17 | Stoughton | N | 0 | 0 | 0 | 0 | Other | 0 | No | 0 | 0 | Other | Other | 0 | 0 | 0 | 0 | 0 | 0 | 0 | 0 | 0 | 0 | No
Mass Electric | NE South | South Shore | Stoughton 913 | Stoughton | 07-913W18 | Stoughton | N | 0 | 0 | 0 | 0 | Other | 0 | No | 0 | 0 | Other | Other | 0 | 0 | 0 | 0 | 0 | 0 | 0 | 0 | 0 | 0 | No
Mass Electric | NE South | South Shore | Stoughton 913 | Stoughton | 07-913W43 | Sharon, Stoughton | N | 0 | 0 | 0 | 0 | Other | 0 | No | 0 | 0 | Other | Other | 0 | 0 | 0 | 0 | 0 | 0 | 0 | 0 | 0 | 0 | No
Mass Electric | NE South | South Shore | Stoughton 913 | Stoughton | 07-913W47 | Stoughton | N | 0 | 0 | 0 | 0 | Other | 0 | No | 0 | 0 | Other | Other | 0 | 0 | 0 | 0 | 0 | 0 | 0 | 0 | 0 | 0 | No
Mass Electric | NE South | South Shore | Stoughton 913 | Stoughton | 07-913W67 | Stoughton | N | 0 | 0 | 0 | 0 | Other | 0 | No | 0 | 0 | Other | Other | 0 | 0 | 0 | 0 | 0 | 0 | 0 | 0 | 0 | 0 | No
Mass Electric | NE South | South Shore | Stoughton 913 | Stoughton | 07-913W69 | Canton, Stoughton | N | 0 | 0 | 0 | 0 | Other | 0 | No | 0 | 0 | Other | Other | 0 | 0 | 0 | 0 | 0 | 0 | 0 | 0 | 0 | 0 | No
Mass Electric | NE South | South Shore | Scituate 915 | Scituate | 07-915W35 | Norwell, Scituate | N | 0 | 0 | 0 | 0 | Other | 0 | No | 0 | 0 | Other | Other | 0 | 0 | 0 | 0 | 0 | 0 | 0 | 0 | 0 | 0 | No
Mass Electric | NE South | South Shore | Scituate 915 | Scituate | 07-915W36 | Norwell, Scituate | N | 0 | 0 | 0 | 0 | Other | 0 | No | 0 | 0 | Other | Other | 0 | 0 | 0 | 0 | 0 | 0 | 0 | 0 | 0 | 0 | No
Mass Electric | NE South | South Shore | Scituate 915 | Scituate | 07-915W37 | Cohasset, Scituate | N | 0 | 0 | 0 | 0 | Other | 0 | No | 0 | 0 | Other | Other | 0 | 0 | 0 | 0 | 0 | 0 | 0 | 0 | 0 | 0 | No
Mass Electric | NE South | South Shore | Scituate 915 | Scituate | 07-915W82 | Scituate | N | 0 | 0 | 0 | 0 | Other | 0 | No | 0 | 0 | Other | Other | 0 | 0 | 0 | 0 | 0 | 0 | 0 | 0 | 0 | 0 | No
Mass Electric | NE South | South Shore | Dupont 91 | Brockton | 07-91W40 | Brockton | N | 0 | 0 | 0 | 0 | Other | 0 | No | 0 | 0 | Other | Other | 0 | 0 | 0 | 0 | 0 | 0 | 0 | 0 | 0 | 0 | No
Mass Electric | NE South | South Shore | Dupont 91 | Brockton | 07-91W41 | Brockton, East Bridgewater, Whitman | N | 0 | 0 | 0 | 0 | Other | 0 | No | 0 | 0 | Other | Other | 0 | 0 | 0 | 0 | 0 | 0 | 0 | 0 | 0 | 0 | No
Mass Electric | NE South | South Shore | Dupont 91 | Brockton | 07-91W42 | Brockton | N | 0 | 0 | 0 | 0 | Other | 0 | No | 0 | 0 | Other | Other | 0 | 0 | 0 | 0 | 0 | 0 | 0 | 0 | 0 | 0 | No
Mass Electric | NE South | South Shore | Dupont 91 | Brockton | 07-91W43 | Brockton | N | 0 | 0 | 0 | 0 | Other | 0 | No | 0 | 0 | Other | Other | 0 | 0 | 0 | 0 | 0 | 0 | 0 | 0 | 0 | 0 | No
Mass Electric | NE South | South Shore | Dupont 91 | Brockton | 07-91W46 | Brockton | N | 0 | 0 | 0 | 0 | Other | 0 | No | 0 | 0 | Other | Other | 0 | 0 | 0 | 0 | 0 | 0 | 0 | 0 | 0 | 0 | No
Mass Electric | NE South | South Shore | Dupont 91 | Brockton | 07-91W47 | Brockton, Whitman | N | 0 | 0 | 0 | 0 | Other | 0 | No | 0 | 0 | Other | Other | 0 | 0 | 0 | 0 | 0 | 0 | 0 | 0 | 0 | 0 | No
Mass Electric | NE South | South Shore | Dupont 91 | Brockton | 07-91W48 | Brockton | N | 0 | 0 | 0 | 0 | Other | 0 | No | 0 | 0 | Other | Other | 0 | 0 | 0 | 0 | 0 | 0 | 0 | 0 | 0 | 0 | No
Mass Electric | NE South | South Shore | Dupont 91 | Brockton | 07-91W49 | Brockton, West Bridgewater | N | 0 | 0 | 0 | 0 | Other | 0 | No | 0 | 0 | Other | Other | 0 | 0 | 0 | 0 | 0 | 0 | 0 | 0 | 0 | 0 | No
Mass Electric | NE South | South Shore | Easton 92 | Easton | 07-92W43 | Easton, Stoughton | N | 0 | 0 | 0 | 0 | Other | 0 | No | 0 | 0 | Other | Other | 0 | 0 | 0 | 0 | 0 | 0 | 0 | 0 | 0 | 0 | No
Mass Electric | NE South | South Shore | Easton 92 | Easton | 07-92W44 | Brockton, Easton, West Bridgewater | N | 0 | 0 | 0 | 0 | Other | 0 | No | 0 | 0 | Other | Other | 0 | 0 | 0 | 0 | 0 | 0 | 0 | 0 | 0 | 0 | No
Mass Electric | NE South | South Shore | Easton 92 | Easton | 07-92W54 | Easton, West Bridgewater | N | 0 | 0 | 0 | 0 | Other | 0 | No | 0 | 0 | Other | Other | 0 | 0 | 0 | 0 | 0 | 0 | 0 | 0 | 0 | 0 | No
Mass Electric | NE South | South Shore | Easton 92 | Easton | 07-92W78 | Easton, Sharon, Stoughton | N | 0 | 0 | 0 | 0 | Other | 0 | No | 0 | 0 | Other | Other | 0 | 0 | 0 | 0 | 0 | 0 | 0 | 0 | 0 | 0 | No
Mass Electric | NE South | South Shore | Easton 92 | Easton | 07-92W79 | Easton | N | 0 | 0 | 0 | 0 | Other | 0 | No | 0 | 0 | Other | Other | 0 | 0 | 0 | 0 | 0 | 0 | 0 | 0 | 0 | 0 | No
Mass Electric | NE South | South Shore | Plymouth 93 | Abington | 07-93W40 | Abington, Hanover, Rockland | N | 0 | 0 | 0 | 0 | Other | 0 | No | 0 | 0 | Other | Other | 0 | 0 | 0 | 0 | 0 | 0 | 0 | 0 | 0 | 0 | No
Mass Electric | NE South | South Shore | Plymouth 93 | Abington | 07-93W41 | Abington, Rockland | N | 0 | 0 | 0 | 0 | Other | 0 | No | 0 | 0 | Other | Other | 0 | 0 | 0 | 0 | 0 | 0 | 0 | 0 | 0 | 0 | No
Mass Electric | NE South | South Shore | Plymouth 93 | Abington | 07-93W42 | Abington, Brockton, Whitman | N | 0 | 0 | 0 | 0 | Other | 0 | No | 0 | 0 | Other | Other | 0 | 0 | 0 | 0 | 0 | 0 | 0 | 0 | 0 | 0 | No
Mass Electric | NE South | South Shore | Plymouth 93 | Abington | 07-93W43 | Abington, East Bridgewater, Hanson, Rockland, Whitman | N | 0 | 0 | 0 | 0 | Other | 0 | No | 0 | 0 | Other | Other | 0 | 0 | 0 | 0 | 0 | 0 | 0 | 0 | 0 | 0 | No
Mass Electric | NE South | South Shore | Parkview 94 | Stoughton | 07-94W40 | Brockton, Stoughton | N | 0 | 0 | 0 | 0 | Other | 0 | No | 0 | 0 | Other | Other | 0 | 0 | 0 | 0 | 0 | 0 | 0 | 0 | 0 | 0 | No
Mass Electric | NE South | South Shore | Parkview 94 | Stoughton | 07-94W41 | Avon, Brockton, Stoughton | N | 0 | 0 | 0 | 0 | Other | 0 | No | 0 | 0 | Other | Other | 0 | 0 | 0 | 0 | 0 | 0 | 0 | 0 | 0 | 0 | No
Mass Electric | NE South | South Shore | Parkview 94 | Stoughton | 07-94W42 | Avon, Stoughton | N | 0 | 0 | 0 | 0 | Other | 0 | No | 0 | 0 | Other | Other | 0 | 0 | 0 | 0 | 0 | 0 | 0 | 0 | 0 | 0 | No
Mass Electric | NE South | South Shore | Parkview 94 | Stoughton | 07-94W43 | Brockton, Easton, Stoughton | N | 0 | 0 | 0 | 0 | Other | 0 | No | 0 | 0 | Other | Other | 0 | 0 | 0 | 0 | 0 | 0 | 0 | 0 | 0 | 0 | No
Mass Electric | NE South | South Shore | Parkview 94 | Stoughton | 07-94W44 | Stoughton | N | 0 | 0 | 0 | 0 | Other | 0 | No | 0 | 0 | Other | Other | 0 | 0 | 0 | 0 | 0 | 0 | 0 | 0 | 0 | 0 | No
Mass Electric | NE South | South Shore | Phillips Lane 95 | Hanover | 07-95W1 | Hanover, Norwell | N | 0 | 0 | 0 | 0 | Other | 0 | No | 0 | 0 | Other | Other | 0 | 0 | 0 | 0 | 0 | 0 | 0 | 0 | 0 | 0 | No
Mass Electric | NE South | South Shore | Phillips Lane 95 | Hanover | 07-95W2 | Hanover, Hanson, Pembroke | N | 0 | 0 | 0 | 0 | Other | 0 | No | 0 | 0 | Other | Other | 0 | 0 | 0 | 0 | 0 | 0 | 0 | 0 | 0 | 0 | No
Mass Electric | NE South | South Shore | Phillips Lane 95 | Hanover | 07-95W3 | Hanover, Hanson, Pembroke | N | 0 | 0 | 0 | 0 | Other | 0 | No | 0 | 0 | Other | Other | 0 | 0 | 0 | 0 | 0 | 0 | 0 | 0 | 0 | 0 | No
Mass Electric | NE South | South Shore | Phillips Lane 95 | Hanover | 07-95W4 | Hanover, Norwell, Rockland | N | 0 | 0 | 0 | 0 | Other | 0 | No | 0 | 0 | Other | Other | 0 | 0 | 0 | 0 | 0 | 0 | 0 | 0 | 0 | 0 | No
Mass Electric | NE South | South Shore | Phillips Lane 95 | Hanover | 07-95W5 | Hanover, Norwell | N | 0 | 0 | 0 | 0 | Other | 0 | No | 0 | 0 | Other | Other | 0 | 0 | 0 | 0 | 0 | 0 | 0 | 0 | 0 | 0 | No
Mass Electric | NE South | South Shore | Norwell 96 | Norwell | 07-96W40 | Cohasset, Norwell, Rockland, Scituate | N | 0 | 0 | 0 | 0 | Other | 0 | No | 0 | 0 | Other | Other | 0 | 0 | 0 | 0 | 0 | 0 | 0 | 0 | 0 | 0 | No
Mass Electric | NE South | South Shore | Norwell 96 | Norwell | 07-96W41 | Cohasset, Hingham, Norwell, Scituate | N | 0 | 0 | 0 | 0 | Other | 0 | No | 0 | 0 | Other | Other | 0 | 0 | 0 | 0 | 0 | 0 | 0 | 0 | 0 | 0 | No
Mass Electric | NE South | South Shore | Norwell 96 | Norwell | 07-96W42 | Norwell, Scituate | N | 0 | 0 | 0 | 0 | Other | 0 | No | 0 | 0 | Other | Other | 0 | 0 | 0 | 0 | 0 | 0 | 0 | 0 | 0 | 0 | No
Mass Electric | NE South | South Shore | Norwell 96 | Norwell | 07-96W43 | Norwell, Scituate | N | 0 | 0 | 0 | 0 | Other | 0 | No | 0 | 0 | Other | Other | 0 | 0 | 0 | 0 | 0 | 0 | 0 | 0 | 0 | 0 | No
Mass Electric | NE South | South Shore | Norwell 96 | Norwell | 07-96W44 | Hanover, Norwell | N | 0 | 0 | 0 | 0 | Other | 0 | No | 0 | 0 | Other | Other | 0 | 0 | 0 | 0 | 0 | 0 | 0 | 0 | 0 | 0 | No
Mass Electric | NE South | South Shore | South Randolph 97 | Randolph | 07-97W1 | Randolph | N | 0 | 0 | 0 | 0 | Other | 0 | No | 0 | 0 | Other | Other | 0 | 0 | 0 | 0 | 0 | 0 | 0 | 0 | 0 | 0 | No
Mass Electric | NE South | South Shore | South Randolph 97 | Randolph | 07-97W2 | Canton, Randolph | N | 0 | 0 | 0 | 0 | Other | 0 | No | 0 | 0 | Other | Other | 0 | 0 | 0 | 0 | 0 | 0 | 0 | 0 | 0 | 0 | No
Mass Electric | NE South | South Shore | South Randolph 97 | Randolph | 07-97W3 | Holbrook, Randolph | N | 0 | 0 | 0 | 0 | Other | 0 | No | 0 | 0 | Other | Other | 0 | 0 | 0 | 0 | 0 | 0 | 0 | 0 | 0 | 0 | No
Mass Electric | NE South | South Shore | South Randolph 97 | Randolph | 07-97W4 | Randolph | N | 0 | 0 | 0 | 0 | Other | 0 | No | 0 | 0 | Other | Other | 0 | 0 | 0 | 0 | 0 | 0 | 0 | 0 | 0 | 0 | No
Mass Electric | NE South | South Shore | South Randolph 97 | Randolph | 07-97W5 | Avon, Randolph | N | 0 | 0 | 0 | 0 | Other | 1 | No | 0 | 0 | Other | Other | 0 | 0 | 0 | 0 | 0 | 0 | 0 | 0 | 1 | 0 | No
Mass Electric | NE South | South Shore | Belmont 98 | Brockton | 07-98W10 | Brockton | N | 0 | 0 | 0 | 0 | Other | 0 | No | 0 | 0 | Other | Other | 0 | 0 | 0 | 0 | 0 | 0 | 0 | 0 | 0 | 0 | No
Mass Electric | NE South | South Shore | Belmont 98 | Brockton | 07-98W19 | Brockton, West Bridgewater | N | 0 | 0 | 0 | 0 | Other | 0 | No | 0 | 0 | Other | Other | 0 | 0 | 0 | 0 | 0 | 0 | 0 | 0 | 0 | 0 | No
Mass Electric | NE South | South Shore | Belmont 98 | Brockton | 07-98W44 | Brockton, West Bridgewater | N | 0 | 0 | 0 | 0 | Other | 1 | No | 0 | 0 | Other | Other | 0 | 0 | 0 | 0 | 0 | 0 | 0 | 0 | 1 | 0 | No
Mass Electric | NE South | South Shore | Belmont 98 | Brockton | 07-98W46 | Brockton, Easton, Stoughton | N | 0 | 0 | 0 | 0 | Other | 0 | No | 0 | 0 | Other | Other | 0 | 0 | 0 | 0 | 0 | 0 | 0 | 0 | 0 | 0 | No
Mass Electric | NE South | South Shore | Belmont 98 | Brockton | 07-98W48 | Brockton, Easton | N | 0 | 0 | 0 | 0 | Other | 0 | No | 0 | 0 | Other | Other | 0 | 0 | 0 | 0 | 0 | 0 | 0 | 0 | 0 | 0 | No
Mass Electric | NE South | South Shore | Belmont 98 | Brockton | 07-98W49 | Brockton | N | 0 | 0 | 0 | 0 | Other | 0 | No | 0 | 0 | Other | Other | 0 | 0 | 0 | 0 | 0 | 0 | 0 | 0 | 0 | 0 | No
Mass Electric | NE South | South Shore | North Abington 99 | Abington | 07-99W32 | Abington, Weymouth | N | 0 | 0 | 0 | 0 | Other | 0 | No | 0 | 0 | Other | Other | 0 | 0 | 0 | 0 | 0 | 0 | 0 | 0 | 0 | 0 | No
Mass Electric | NE South | South Shore | North Abington 99 | Abington | 07-99W61 | Abington, Hanover, Rockland | N | 0 | 0 | 0 | 0 | Other | 0 | No | 0 | 0 | Other | Other | 0 | 0 | 0 | 0 | 0 | 0 | 0 | 0 | 0 | 0 | No
Mass Electric | NE South | South Shore | North Abington 99 | Abington | 07-99W62 | Abington | N | 0 | 0 | 0 | 0 | Other | 0 | No | 0 | 0 | Other | Other | 0 | 0 | 0 | 0 | 0 | 0 | 0 | 0 | 0 | 0 | No
Mass Electric | NE South | South Shore | North Abington 99 | Abington | 07-99W63 | Abington, Hingham, Rockland | N | 0 | 0 | 0 | 0 | Other | 0 | No | 0 | 0 | Other | Other | 0 | 0 | 0 | 0 | 0 | 0 | 0 | 0 | 0 | 0 | No
Mass Electric | NE South | South Shore | East Weymouth 9 | Weymouth | 07-9W1 | Weymouth | N | 0 | 0 | 0 | 0 | Other | 0 | No | 0 | 0 | Other | Other | 0 | 0 | 0 | 0 | 0 | 0 | 0 | 0 | 0 | 0 | No
Mass Electric | NE South | South Shore | East Weymouth 9 | Weymouth | 07-9W2 | Hingham, Weymouth | N | 0 | 0 | 0 | 0 | Other | 0 | No | 0 | 0 | Other | Other | 0 | 0 | 0 | 0 | 0 | 0 | 0 | 0 | 0 | 0 | No
Mass Electric | NE North | Western | Palmer 503 | Palmer | 09-0504 | Monson, Palmer | N | 0 | 0 | 0 | 0 | Other | 0 | No | 0 | 0 | Other | Other | 0 | 0 | 0 | 0 | 0 | 0 | 0 | 0 | 0 | 0 | No
Mass Electric | NE North | Western | Brown Street 1 | North Adams | 09-1001W1 | Clarksburg, North Adams, Williamstown | N | 0 | 0 | 0 | 0 | Other | 0 | No | 0 | 0 | Other | Other | 0 | 0 | 0 | 0 | 0 | 0 | 0 | 0 | 0 | 0 | No
Mass Electric | NE North | Western | Adams 21 | Adams | 09-1003 | Adams | N | 0 | 0 | 0 | 0 | Other | 0 | No | 0 | 0 | Other | Other | 0 | 0 | 0 | 0 | 0 | 0 | 0 | 0 | 0 | 0 | No
Mass Electric | NE North | Western | Williamstown 3 | Williamstown | 09-1003W1 | Williamstown | N | 0 | 0 | 0 | 0 | Other | 0 | No | 0 | 0 | Other | Other | 0 | 0 | 0 | 0 | 0 | 0 | 0 | 0 | 0 | 0 | No
Mass Electric | NE North | Western | Williamstown 3 | Williamstown | 09-1003W2 | Hancock, Williamstown | N | 0 | 0 | 0 | 0 | Other | 0 | No | 0 | 0 | Other | Other | 0 | 0 | 0 | 0 | 0 | 0 | 0 | 0 | 0 | 0 | No
Mass Electric | NE North | Western | Adams 21 | Adams | 09-1004 | Adams, North Adams | N | 0 | 0 | 0 | 0 | Other | 0 | No | 0 | 0 | Other | Other | 0 | 0 | 0 | 0 | 0 | 0 | 0 | 0 | 0 | 0 | No
Mass Electric | NE North | Western | Charlemont 7 | Buckland | 09-1007G1 | Buckland, Charlemont, Heath | N | 0 | 0 | 0 | 0 | Other | 0 | No | 0 | 0 | Other | Other | 0 | 0 | 0 | 0 | 0 | 0 | 0 | 0 | 0 | 0 | No
Mass Electric | NE North | Western | Walker Street 15 | North Adams | 09-1015W1 | Clarksburg, Florida, North Adams, Rowe, Savoy | N | 0 | 0 | 0 | 0 | Other | 0 | No | 0 | 0 | Other | Other | 0 | 0 | 0 | 0 | 0 | 0 | 0 | 0 | 0 | 0 | No
Mass Electric | NE North | Western | Walker Street 15 | North Adams | 09-1015W2 | Clarksburg, North Adams | N | 0 | 0 | 0 | 0 | Other | 0 | No | 0 | 0 | Other | Other | 0 | 0 | 0 | 0 | 0 | 0 | 0 | 0 | 0 | 0 | No
Mass Electric | NE North | Western | Bear Swamp 19 - Upper Yard | Rowe | 09-1019W1 | Ashfield, Charlemont, Hawley, Heath, Rowe | N | 0 | 0 | 0 | 0 | Other | 0 | No | 0 | 0 | Other | Other | 0 | 0 | 0 | 0 | 0 | 0 | 0 | 0 | 0 | 0 | No
Mass Electric | NE North | Western | Adams 21 | Adams | 09-1021W1 | Adams, Cheshire, North Adams, Savoy | N | 0 | 0 | 0 | 0 | Other | 0 | No | 0 | 0 | Other | Other | 0 | 0 | 0 | 0 | 0 | 0 | 0 | 0 | 0 | 0 | No
Mass Electric | NE North | Western | Adams 21 | Adams | 09-1021W2 | Adams, Cheshire, Lanesborough, North Adams | N | 0 | 0 | 0 | 0 | Other | 0 | No | 0 | 0 | Other | Other | 0 | 0 | 0 | 0 | 0 | 0 | 0 | 0 | 0 | 0 | No
Mass Electric | NE North | Western | Risingdale 1109 | Great Barrington | 09-1101 | Great Barrington, Stockbridge | N | 0 | 0 | 0 | 0 | Other | 0 | No | 0 | 0 | Other | Other | 0 | 0 | 0 | 0 | 0 | 0 | 0 | 0 | 0 | 0 | No
Mass Electric | NE North | Western | Stockbridge 2 | Stockbridge | 09-1102W1 | Great Barrington, Lee, Stockbridge, West Stockbridge | N | 0 | 0 | 0 | 0 | Other | 0 | No | 0 | 0 | Other | Other | 0 | 0 | 0 | 0 | 0 | 0 | 0 | 0 | 0 | 0 | No
Mass Electric | NE North | Western | Lenox Depot 1103 | Lenox | 09-1103W1 | Lee, Lenox, Richmond, Stockbridge, West Stockbridge | N | 0 | 0 | 0 | 0 | Other | 0 | No | 0 | 0 | Other | Other | 0 | 0 | 0 | 0 | 0 | 0 | 0 | 0 | 0 | 0 | No
Mass Electric | NE North | Western | Lenox Depot 1103 | Lenox | 09-1103W2 | Lenox | N | 0 | 0 | 0 | 0 | Other | 0 | No | 0 | 0 | Other | Other | 0 | 0 | 0 | 0 | 0 | 0 | 0 | 0 | 0 | 0 | No
Mass Electric | NE North | Western | Sheffield 8 | Sheffield | 09-1108W1 | Egremont, Sheffield | N | 0 | 0 | 0 | 0 | Other | 0 | No | 0 | 0 | Other | Other | 0 | 0 | 0 | 0 | 0 | 0 | 0 | 0 | 0 | 0 | No
Mass Electric | NE North | Western | Sheffield 8 | Sheffield | 09-1108W2 | New Marlboro, Sheffield | N | 0 | 0 | 0 | 0 | Other | 0 | No | 0 | 0 | Other | Other | 0 | 0 | 0 | 0 | 0 | 0 | 0 | 0 | 0 | 0 | No
Mass Electric | NE North | Western | Risingdale 9 | Great Barrington | 09-1109W1 | Great Barrington, Monterey, New Marlboro, Sheffield | N | 0 | 0 | 0 | 0 | Other | 0 | No | 0 | 0 | Other | Other | 0 | 0 | 0 | 0 | 0 | 0 | 0 | 0 | 0 | 0 | No
Mass Electric | NE North | Western | Risingdale 9 | Great Barrington | 09-1109W2 | Egremont, Great Barrington, Mount Washington, Sheffield | N | 0 | 0 | 0 | 0 | Other | 0 | No | 0 | 0 | Other | Other | 0 | 0 | 0 | 0 | 0 | 0 | 0 | 0 | 0 | 0 | No
Mass Electric | NE North | Western | Risingdale 9 | Great Barrington | 09-1109W3 | Alford, Egremont, Great Barrington, Stockbridge, West Stockbridge, | N | 0 | 0 | 0 | 0 | Other | 0 | No | 0 | 0 | Other | Other | 0 | 0 | 0 | 0 | 0 | 0 | 0 | 0 | 0 | 0 | No
Mass Electric | NE North | Western | West Hampden 139 | Hampden | 09-139L1 | East Longmeadow, Hampden, Monson | N | 0 | 0 | 0 | 0 | Other | 0 | No | 0 | 0 | Other | Other | 0 | 0 | 0 | 0 | 0 | 0 | 0 | 0 | 0 | 0 | No
Mass Electric | NE North | Western | West Hampden 139 | Hampden | 09-139L3 | Hampden, Wilbraham | N | 0 | 0 | 0 | 0 | Other | 0 | No | 0 | 0 | Other | Other | 0 | 0 | 0 | 0 | 0 | 0 | 0 | 0 | 0 | 0 | No
Mass Electric | NE North | Western | West Hampden 139 | Hampden | 09-139L5 | East Longmeadow, Hampden, Springfield | N | 0 | 0 | 0 | 0 | Other | 0 | No | 0 | 0 | Other | Other | 0 | 0 | 0 | 0 | 0 | 0 | 0 | 0 | 0 | 0 | No
Mass Electric | NE North | Western | Ware 1 501 | Ware | 09-501L1 | Ware, Warren | N | 0 | 0 | 0 | 0 | Other | 0 | No | 0 | 0 | Other | Other | 0 | 0 | 0 | 0 | 0 | 0 | 0 | 0 | 0 | 0 | No
Mass Electric | NE North | Western | Ware 1 501 | Ware | 09-501L2 | Barre, Hardwick, Ware | N | 0 | 0 | 0 | 0 | Other | 0 | No | 0 | 0 | Other | Other | 0 | 0 | 0 | 0 | 0 | 0 | 0 | 0 | 0 | 0 | No
Mass Electric | NE North | Western | Ware 1 501 | Ware | 09-501L4 | Ware | N | 0 | 0 | 0 | 0 | Other | 0 | No | 0 | 0 | Other | Other | 0 | 0 | 0 | 0 | 0 | 0 | 0 | 0 | 0 | 0 | No
Mass Electric | NE North | Western | Palmer 503 | Palmer | 09-503L1 | Monson, Palmer | N | 0 | 0 | 0 | 0 | Other | 0 | No | 0 | 0 | Other | Other | 0 | 0 | 0 | 0 | 0 | 0 | 0 | 0 | 0 | 0 | No
Mass Electric | NE North | Western | Palmer 503 | Palmer | 09-503L2 | Brimfield, Monson, Palmer, Wales, Wilbraham | N | 0 | 0 | 0 | 0 | Other | 0 | No | 0 | 0 | Other | Other | 0 | 0 | 0 | 0 | 0 | 0 | 0 | 0 | 0 | 0 | No
Mass Electric | NE North | Western | Palmer 503 | Palmer | 09-503L4 | Brimfield, Monson, Palmer, Wales | N | 0 | 0 | 0 | 0 | Other | 0 | No | 0 | 0 | Other | Other | 0 | 0 | 0 | 0 | 0 | 0 | 0 | 0 | 0 | 0 | No
Mass Electric | NE North | Western | Wilbraham 507 | Wilbraham | 09-507L1 | Hampden, Monson, Wilbraham | N | 0 | 0 | 0 | 0 | Other | 0 | No | 0 | 0 | Other | Other | 0 | 0 | 0 | 0 | 0 | 0 | 0 | 0 | 0 | 0 | No
Mass Electric | NE North | Western | Wilbraham 507 | Wilbraham | 09-507L2 | Hampden, Wilbraham | N | 0 | 0 | 0 | 0 | Other | 0 | No | 0 | 0 | Other | Other | 0 | 0 | 0 | 0 | 0 | 0 | 0 | 0 | 0 | 0 | No
Mass Electric | NE North | Western | Wilbraham 507 | Wilbraham | 09-507L3 | Wilbraham | N | 0 | 0 | 0 | 0 | Other | 0 | No | 0 | 0 | Other | Other | 0 | 0 | 0 | 0 | 0 | 0 | 0 | 0 | 0 | 0 | No
Mass Electric | NE North | Western | East Longmeadow 508 | East Longmeadow | 09-508L1 | East Longmeadow, Springfield | N | 0 | 0 | 0 | 0 | Other | 0 | No | 0 | 0 | Other | Other | 0 | 0 | 0 | 0 | 0 | 0 | 0 | 0 | 0 | 0 | No
Mass Electric | NE North | Western | East Longmeadow 508 | East Longmeadow | 09-508L2 | East Longmeadow | N | 0 | 0 | 0 | 0 | Other | 0 | No | 0 | 0 | Other | Other | 0 | 0 | 0 | 0 | 0 | 0 | 0 | 0 | 0 | 0 | No
Mass Electric | NE North | Western | East Longmeadow 508 | East Longmeadow | 09-508L4 | East Longmeadow | N | 0 | 0 | 0 | 0 | Other | 0 | No | 0 | 0 | Other | Other | 0 | 0 | 0 | 0 | 0 | 0 | 0 | 0 | 0 | 0 | No
Mass Electric | NE North | Western | East Longmeadow 508 | East Longmeadow | 09-508L5 | East Longmeadow | N | 0 | 0 | 0 | 0 | Other | 0 | No | 0 | 0 | Other | Other | 0 | 0 | 0 | 0 | 0 | 0 | 0 | 0 | 0 | 0 | No
Mass Electric | NE North | Western | Belchertown 509 | Belchertown | 09-509L1 | Belchertown, Granby | N | 0 | 0 | 0 | 0 | Other | 0 | No | 0 | 0 | Other | Other | 0 | 0 | 0 | 0 | 0 | 0 | 0 | 0 | 0 | 0 | No
Mass Electric | NE North | Western | Belchertown 509 | Belchertown | 09-509L2 | Amherst, Belchertown, Ware | N | 0 | 0 | 0 | 0 | Other | 0 | No | 0 | 0 | Other | Other | 0 | 0 | 0 | 0 | 0 | 0 | 0 | 0 | 0 | 0 | No
Mass Electric | NE North | Western | Shearers Corner 514 | Palmer | 09-514L1 | Monson, Palmer | N | 0 | 0 | 0 | 0 | Other | 0 | No | 0 | 0 | Other | Other | 0 | 0 | 0 | 0 | 0 | 0 | 0 | 0 | 0 | 0 | No
Mass Electric | NE North | Western | Little Rest Road 516 | Warren | 09-516L1 | Brimfield, Holland, Wales, Warren | N | 0 | 0 | 0 | 0 | Other | 0 | No | 0 | 0 | Other | Other | 0 | 0 | 0 | 0 | 0 | 0 | 0 | 0 | 0 | 0 | No
Mass Electric | NE North | Western | Little Rest Road 516 | Warren | 09-516L2 | Warren | N | 0 | 0 | 0 | 0 | Other | 0 | No | 0 | 0 | Other | Other | 0 | 0 | 0 | 0 | 0 | 0 | 0 | 0 | 0 | 0 | No
Mass Electric | NE North | Western | Little Rest Road 516 | Warren | 09-516L3 | Brimfield, Palmer, Warren | N | 0 | 0 | 0 | 0 | Other | 0 | No | 0 | 0 | Other | Other | 0 | 0 | 0 | 0 | 0 | 0 | 0 | 0 | 0 | 0 | No
Mass Electric | NE North | Western | Shaker Road 522 | East Longmeadow | 09-522L2 | East Longmeadow | N | 0 | 0 | 0 | 0 | Other | 0 | No | 0 | 0 | Other | Other | 0 | 0 | 0 | 0 | 0 | 0 | 0 | 0 | 0 | 0 | No
Mass Electric | NE North | Western | Shaker Road 522 | East Longmeadow | 09-522L4 | East Longmeadow | N | 0 | 0 | 0 | 0 | Other | 0 | No | 0 | 0 | Other | Other | 0 | 0 | 0 | 0 | 0 | 0 | 0 | 0 | 0 | 0 | No
Mass Electric | NE North | Western | Thorndike 523 | Palmer | 09-523L1 | Belchertown, Monson, Palmer, Wilbraham | N | 0 | 0 | 0 | 0 | Other | 0 | No | 0 | 0 | Other | Other | 0 | 0 | 0 | 0 | 0 | 0 | 0 | 0 | 0 | 0 | No
Mass Electric | NE North | Western | Thorndike 523 | Palmer | 09-523L2 | Belchertown, Palmer, Ware | N | 0 | 0 | 0 | 0 | Other | 0 | No | 0 | 0 | Other | Other | 0 | 0 | 0 | 0 | 0 | 0 | 0 | 0 | 0 | 0 | No
Mass Electric | NE North | Western | Thorndike 523 | Palmer | 09-523L4 | Palmer, Ware | N | 0 | 0 | 0 | 0 | Other | 0 | No | 0 | 0 | Other | Other | 0 | 0 | 0 | 0 | 0 | 0 | 0 | 0 | 0 | 0 | No
Mass Electric | NE North | Western | Five Corners 527 | Granby | 09-527L1 | Belchertown, Chicopee, Granby | N | 0 | 0 | 0 | 0 | Other | 0 | No | 0 | 0 | Other | Other | 0 | 0 | 0 | 0 | 0 | 0 | 0 | 0 | 0 | 0 | No
Mass Electric | NE North | Western | Five Corners 527 | Granby | 09-527L2 | Belchertown, Granby | N | 0 | 0 | 0 | 0 | Other | 0 | No | 0 | 0 | Other | Other | 0 | 0 | 0 | 0 | 0 | 0 | 0 | 0 | 0 | 0 | No
Mass Electric | NE North | Western | Barre 604 | Barre | 09-604W1 | Athol, Barre, New Salem, Petersham, Phillipston | N | 0 | 0 | 0 | 0 | Other | 0 | No | 0 | 0 | Other | Other | 0 | 0 | 0 | 0 | 0 | 0 | 0 | 0 | 0 | 0 | No
Mass Electric | NE North | Western | Barre 604 | Barre | 09-604W2 | Barre | N | 0 | 0 | 0 | 0 | Other | 0 | No | 0 | 0 | Other | Other | 0 | 0 | 0 | 0 | 0 | 0 | 0 | 0 | 0 | 0 | No
Mass Electric | NE North | Western | Barre 604 | Barre | 09-604W3 | Barre | N | 0 | 0 | 0 | 0 | Other | 0 | No | 0 | 0 | Other | Other | 0 | 0 | 0 | 0 | 0 | 0 | 0 | 0 | 0 | 0 | No
Mass Electric | NE North | Western | Barre 604 | Barre | 09-604W4 | Barre, Petersham | N | 0 | 0 | 0 | 0 | Other | 0 | No | 0 | 0 | Other | Other | 0 | 0 | 0 | 0 | 0 | 0 | 0 | 0 | 0 | 0 | No
Mass Electric | NE North | Western | Royalston 701 | Royalston | 09-701J1 | Athol, Phillipston, Royalston, Templeton | N | 0 | 0 | 0 | 0 | Other | 0 | No | 0 | 0 | Other | Other | 0 | 0 | 0 | 0 | 0 | 0 | 0 | 0 | 0 | 0 | No
Mass Electric | NE North | Western | Chestnut Hill 702 | Athol | 09-702W1 | Athol, Petersham, Phillipston, Templeton | N | 0 | 0 | 0 | 0 | Other | 0 | No | 0 | 0 | Other | Other | 0 | 0 | 0 | 0 | 0 | 0 | 0 | 0 | 0 | 0 | No
Mass Electric | NE North | Western | Chestnut Hill 702 | Athol | 09-702W2 | Athol, Orange, Royalston, Warwick | N | 0 | 0 | 0 | 0 | Other | 0 | No | 0 | 0 | Other | Other | 0 | 0 | 0 | 0 | 0 | 0 | 0 | 0 | 0 | 0 | No
Mass Electric | NE North | Western | Chestnut Hill 702 | Athol | 09-702W3 | Athol, New Salem, Orange | N | 0 | 0 | 0 | 0 | Other | 0 | No | 0 | 0 | Other | Other | 0 | 0 | 0 | 0 | 0 | 0 | 0 | 0 | 0 | 0 | No
Mass Electric | NE North | Western | Shutesbury 704 | Shutesbury | 09-704W1 | Amherst, Leverett, New Salem, Shutesbury | N | 0 | 0 | 0 | 0 | Other | 0 | No | 0 | 0 | Other | Other | 0 | 0 | 0 | 0 | 0 | 0 | 0 | 0 | 0 | 0 | No
Mass Electric | NE North | Western | Wendell Depot 705 | Wendell | 09-705W1 | Erving, Shutesbury, Wendell | N | 0 | 0 | 0 | 0 | Other | 0 | No | 0 | 0 | Other | Other | 0 | 0 | 0 | 0 | 0 | 0 | 0 | 0 | 0 | 0 | No
Mass Electric | NE North | Western | Wendell Depot 705 | Wendell | 09-705W2 | Athol, New Salem, Orange, Wendell | N | 0 | 0 | 0 | 0 | Other | 0 | No | 0 | 0 | Other | Other | 0 | 0 | 0 | 0 | 0 | 0 | 0 | 0 | 0 | 0 | No
Mass Electric | NE North | Western | Wendell Depot 705 | Wendell | 09-705W3 | Athol, Erving, Northfield, Orange, Warwick, Wendell | N | 0 | 0 | 0 | 0 | Other | 0 | No | 0 | 0 | Other | Other | 0 | 0 | 0 | 0 | 0 | 0 | 0 | 0 | 0 | 0 | No
Mass Electric | NE North | Western | West Street 901 | Northampton | 09-901W1 | Northampton | N | 0 | 0 | 0 | 0 | Other | 0 | No | 0 | 0 | Other | Other | 0 | 0 | 0 | 0 | 0 | 0 | 0 | 0 | 0 | 0 | No
Mass Electric | NE North | Western | West Street 901 | Northampton | 09-901W2 | Northampton | N | 0 | 0 | 0 | 0 | Other | 0 | No | 0 | 0 | Other | Other | 0 | 0 | 0 | 0 | 0 | 0 | 0 | 0 | 0 | 0 | No
Mass Electric | NE North | Western | West Street 901 | Northampton | 09-901W3 | Easthampton, Northampton | N | 0 | 0 | 0 | 0 | Other | 0 | No | 0 | 0 | Other | Other | 0 | 0 | 0 | 0 | 0 | 0 | 0 | 0 | 0 | 0 | No
Mass Electric | NE North | Western | King Street 5 | Northampton | 09-905W1 | Northampton | N | 0 | 0 | 0 | 0 | Other | 0 | No | 0 | 0 | Other | Other | 0 | 0 | 0 | 0 | 0 | 0 | 0 | 0 | 0 | 0 | No
Mass Electric | NE North | Western | Florence Jct 9 | Northampton | 09-909W1 | Northampton | N | 0 | 0 | 0 | 0 | Other | 0 | No | 0 | 0 | Other | Other | 0 | 0 | 0 | 0 | 0 | 0 | 0 | 0 | 0 | 0 | No
Mass Electric | NE North | Western | Florence Jct 9 | Northampton | 09-909W2 | Northampton | N | 0 | 0 | 0 | 0 | Other | 0 | No | 0 | 0 | Other | Other | 0 | 0 | 0 | 0 | 0 | 0 | 0 | 0 | 0 | 0 | No
Mass Electric | NE North | Western | Florence Jct 9 | Northampton | 09-909W3 | Cummington, Goshen, Hatfield, Northampton, Williamsburg | N | 0 | 0 | 0 | 0 | Other | 0 | No | 0 | 0 | Other | Other | 0 | 0 | 0 | 0 | 0 | 0 | 0 | 0 | 0 | 0 | No
Mass Electric | NE North | Western | Florence Jct 9 | Northampton | 09-909W4 | Northampton, Williamsburg | N | 0 | 0 | 0 | 0 | Other | 0 | No | 0 | 0 | Other | Other | 0 | 0 | 0 | 0 | 0 | 0 | 0 | 0 | 0 | 0 | No
Mass Electric | NE North | Western | West Street 901 | Northampton | 09-S100 | Northampton | N | 0 | 0 | 0 | 0 | Other | 0 | No | 0 | 0 | Other | Other | 0 | 0 | 0 | 0 | 0 | 0 | 0 | 0 | 0 | 0 | No
Mass Electric | NE North | North Shore | Thorndike St 10 | Everett | 12-10C1 | Everett | N | 0 | 0 | 0 | 0 | Other | 0 | No | 0 | 0 | Other | Other | 0 | 0 | 0 | 0 | 0 | 0 | 0 | 0 | 0 | 0 | No
Mass Electric | NE North | North Shore | Thorndike St 10 | Everett | 12-10C2 | Everett | N | 0 | 0 | 0 | 0 | Other | 0 | No | 0 | 0 | Other | Other | 0 | 0 | 0 | 0 | 0 | 0 | 0 | 0 | 0 | 0 | No
Mass Electric | NE North | North Shore | Thorndike St 10 | Everett | 12-10J5 | Everett | N | 0 | 0 | 0 | 0 | Other | 0 | No | 0 | 0 | Other | Other | 0 | 0 | 0 | 0 | 0 | 0 | 0 | 0 | 0 | 0 | No
Mass Electric | NE North | North Shore | Thorndike St 10 | Everett | 12-10J6 | Everett | N | 0 | 0 | 0 | 0 | Other | 0 | No | 0 | 0 | Other | Other | 0 | 0 | 0 | 0 | 0 | 0 | 0 | 0 | 0 | 0 | No
Mass Electric | NE North | North Shore | Thorndike St 10 | Everett | 12-10P3 | Everett | N | 0 | 0 | 0 | 0 | Other | 0 | No | 0 | 0 | Other | Other | 0 | 0 | 0 | 0 | 0 | 0 | 0 | 0 | 0 | 0 | No
Mass Electric | NE North | North Shore | Wellington 11 | Medford | 12-11J1 | Medford | N | 0 | 0 | 0 | 0 | Other | 0 | No | 0 | 0 | Other | Other | 0 | 0 | 0 | 0 | 0 | 0 | 0 | 0 | 0 | 0 | No
Mass Electric | NE North | North Shore | Wellington 11 | Medford | 12-11J13 | Medford | N | 0 | 0 | 0 | 0 | Other | 0 | No | 0 | 0 | Other | Other | 0 | 0 | 0 | 0 | 0 | 0 | 0 | 0 | 0 | 0 | No
Mass Electric | NE North | North Shore | Wellington 11 | Medford | 12-11J2 | Malden, Medford | N | 0 | 0 | 0 | 0 | Other | 0 | No | 0 | 0 | Other | Other | 0 | 0 | 0 | 0 | 0 | 0 | 0 | 0 | 0 | 0 | No
Mass Electric | NE North | North Shore | Wellington 11 | Medford | 12-11J3 | Medford | N | 0 | 0 | 0 | 0 | Other | 0 | No | 0 | 0 | Other | Other | 0 | 0 | 0 | 0 | 0 | 0 | 0 | 0 | 0 | 0 | No
Mass Electric | NE North | North Shore | Wellington 11 | Medford | 12-11J4 | Malden, Medford | N | 0 | 0 | 0 | 0 | Other | 0 | No | 0 | 0 | Other | Other | 0 | 0 | 0 | 0 | 0 | 0 | 0 | 0 | 0 | 0 | No
Mass Electric | NE North | North Shore | Beverly 12 | Beverly | 12-12J2 | Beverly | N | 0 | 0 | 0 | 0 | Other | 0 | No | 0 | 0 | Other | Other | 0 | 0 | 0 | 0 | 0 | 0 | 0 | 0 | 0 | 0 | No
Mass Electric | NE North | North Shore | Beverly 12 | Beverly | 12-12J3 | Beverly | N | 0 | 0 | 0 | 0 | Other | 0 | No | 0 | 0 | Other | Other | 0 | 0 | 0 | 0 | 0 | 0 | 0 | 0 | 0 | 0 | No
Mass Electric | NE North | North Shore | Beverly 12 | Beverly | 12-12J4 | Beverly | N | 0 | 0 | 0 | 0 | Other | 0 | No | 0 | 0 | Other | Other | 0 | 0 | 0 | 0 | 0 | 0 | 0 | 0 | 0 | 0 | No
Mass Electric | NE North | North Shore | Beverly 12 | Beverly | 12-12J5 | Beverly | N | 0 | 0 | 0 | 0 | Other | 0 | No | 0 | 0 | Other | Other | 0 | 0 | 0 | 0 | 0 | 0 | 0 | 0 | 0 | 0 | No
Mass Electric | NE North | North Shore | Beverly 12 | Beverly | 12-12J6 | Beverly | N | 0 | 0 | 0 | 0 | Other | 0 | No | 0 | 0 | Other | Other | 0 | 0 | 0 | 0 | 0 | 0 | 0 | 0 | 0 | 0 | No
Mass Electric | NE North | North Shore | Beverly 12 | Beverly | 12-12J7 | Beverly | N | 0 | 0 | 0 | 0 | Other | 0 | No | 0 | 0 | Other | Other | 0 | 0 | 0 | 0 | 0 | 0 | 0 | 0 | 0 | 0 | No
Mass Electric | NE North | North Shore | Granite 12 | Lynn | 12-12J902 | Lynn | N | 0 | 0 | 0 | 0 | Other | 0 | No | 0 | 0 | Other | Other | 0 | 0 | 0 | 0 | 0 | 0 | 0 | 0 | 0 | 0 | No
Mass Electric | NE North | North Shore | Granite 12 | Lynn | 12-12J903 | Lynn | N | 0 | 0 | 0 | 0 | Other | 0 | No | 0 | 0 | Other | Other | 0 | 0 | 0 | 0 | 0 | 0 | 0 | 0 | 0 | 0 | No
Mass Electric | NE North | North Shore | Granite 12 | Lynn | 12-12J904 | Lynn | N | 0 | 0 | 0 | 0 | Other | 0 | No | 0 | 0 | Other | Other | 0 | 0 | 0 | 0 | 0 | 0 | 0 | 0 | 0 | 0 | No
Mass Electric | NE North | North Shore | Beverly 12 | Beverly | 12-12L2 | Beverly | N | 0 | 0 | 0 | 0 | Other | 0 | No | 0 | 0 | Other | Other | 0 | 0 | 0 | 0 | 0 | 0 | 0 | 0 | 0 | 0 | No
Mass Electric | NE North | North Shore | Beverly 12 | Beverly | 12-12L4 | Beverly | N | 0 | 0 | 0 | 0 | Other | 0 | No | 0 | 0 | Other | Other | 0 | 0 | 0 | 0 | 0 | 0 | 0 | 0 | 0 | 0 | No
Mass Electric | NE North | North Shore | Beverly 12 | Beverly | 12-12L6 | Beverly | N | 0 | 0 | 0 | 0 | Other | 0 | No | 0 | 0 | Other | Other | 0 | 0 | 0 | 0 | 0 | 0 | 0 | 0 | 0 | 0 | No
Mass Electric | NE North | North Shore | Lynn 21 | Lynn | 12-1381 | Lynn, Swampscott | N | 0 | 0 | 0 | 0 | Other | 0 | No | 0 | 0 | Other | Other | 0 | 0 | 0 | 0 | 0 | 0 | 0 | 0 | 0 | 0 | No
Mass Electric | NE North | North Shore | Lynn 21 | Lynn | 12-1382 | Lynn, Swampscott | N | 0 | 0 | 0 | 0 | Other | 0 | No | 0 | 0 | Other | Other | 0 | 0 | 0 | 0 | 0 | 0 | 0 | 0 | 0 | 0 | No
Mass Electric | NE North | North Shore | Lynn 21 | Lynn | 12-1386 | Lynn | N | 0 | 0 | 0 | 0 | Other | 0 | No | 0 | 0 | Other | Other | 0 | 0 | 0 | 0 | 0 | 0 | 0 | 0 | 0 | 0 | No
Mass Electric | NE North | North Shore | Lynn 21 | Lynn | 12-1387 | Lynn | N | 0 | 0 | 0 | 0 | Other | 0 | No | 0 | 0 | Other | Other | 0 | 0 | 0 | 0 | 0 | 0 | 0 | 0 | 0 | 0 | No
Mass Electric | NE North | North Shore | Lynn 21 | Lynn | 12-1391 | Lynn, Nahant | N | 0 | 0 | 0 | 0 | Other | 0 | No | 0 | 0 | Other | Other | 0 | 0 | 0 | 0 | 0 | 0 | 0 | 0 | 0 | 0 | No
Mass Electric | NE North | North Shore | Lynn 21 | Lynn | 12-1393 | Lynn | Y | 0 | 0 | 0 | 0 | Other | 0 | No | 0 | 0 | Other | Other | 0 | 0 | 0 | 0 | 0 | 0 | 0 | 0 | 0 | 0 | No
Mass Electric | NE North | North Shore | Lynn 21 | Lynn | 12-1394 | Lynn, Nahant | N | 0 | 0 | 0 | 0 | Other | 0 | No | 0 | 0 | Other | Other | 0 | 0 | 0 | 0 | 0 | 0 | 0 | 0 | 0 | 0 | No
Mass Electric | NE North | North Shore | Kent 13 | Saugus | 12-13J1 | Saugus | N | 0 | 0 | 0 | 0 | Other | 0 | No | 0 | 0 | Other | Other | 0 | 0 | 0 | 0 | 0 | 0 | 0 | 0 | 0 | 0 | No
Mass Electric | NE North | North Shore | Kent 13 | Saugus | 12-13J2 | Saugus | N | 0 | 0 | 0 | 0 | Other | 0 | No | 0 | 0 | Other | Other | 0 | 0 | 0 | 0 | 0 | 0 | 0 | 0 | 0 | 0 | No
Mass Electric | NE North | North Shore | Kent 13 | Saugus | 12-13J3 | Saugus | N | 0 | 0 | 0 | 0 | Other | 0 | No | 0 | 0 | Other | Other | 0 | 0 | 0 | 0 | 0 | 0 | 0 | 0 | 0 | 0 | No
Mass Electric | NE North | North Shore | Maplewood 16 | Malden | 12-16J1 | Malden | N | 0 | 0 | 0 | 0 | Other | 0 | No | 0 | 0 | Other | Other | 0 | 0 | 0 | 0 | 0 | 0 | 0 | 0 | 0 | 0 | No
Mass Electric | NE North | North Shore | Maplewood 16 | Malden | 12-16J2 | Malden | N | 0 | 0 | 0 | 0 | Other | 0 | No | 0 | 0 | Other | Other | 0 | 0 | 0 | 0 | 0 | 0 | 0 | 0 | 0 | 0 | No
Mass Electric | NE North | North Shore | Maplewood 16 | Malden | 12-16J3 | Malden | N | 0 | 0 | 0 | 0 | Other | 0 | No | 0 | 0 | Other | Other | 0 | 0 | 0 | 0 | 0 | 0 | 0 | 0 | 0 | 0 | No
Mass Electric | NE North | North Shore | Maplewood 16 | Malden | 12-16J4 | Malden | N | 0 | 0 | 0 | 0 | Other | 0 | No | 0 | 0 | Other | Other | 0 | 0 | 0 | 0 | 0 | 0 | 0 | 0 | 0 | 0 | No
Mass Electric | NE North | North Shore | Maplewood 16 | Malden | 12-16J5 | Malden | N | 0 | 0 | 0 | 0 | Other | 0 | No | 0 | 0 | Other | Other | 0 | 0 | 0 | 0 | 0 | 0 | 0 | 0 | 0 | 0 | No
Mass Electric | NE North | North Shore | Maplewood 16 | Malden | 12-16W1 | Malden, Revere, Saugus | N | 0 | 0 | 0 | 0 | Other | 0 | No | 0 | 0 | Other | Other | 0 | 0 | 0 | 0 | 0 | 0 | 0 | 0 | 0 | 0 | No
Mass Electric | NE North | North Shore | Maplewood 16 | Malden | 12-16W2 | Everett, Malden | N | 0 | 0 | 0 | 0 | Other | 0 | No | 0 | 0 | Other | Other | 0 | 0 | 0 | 0 | 0 | 0 | 0 | 0 | 0 | 0 | No
Mass Electric | NE North | North Shore | Maplewood 16 | Malden | 12-16W3 | Malden, Melrose, Revere, Saugus | N | 0 | 0 | 0 | 0 | Other | 0 | No | 0 | 0 | Other | Other | 0 | 0 | 0 | 0 | 0 | 0 | 0 | 0 | 0 | 0 | No
Mass Electric | NE North | North Shore | Maplewood 16 | Malden | 12-16W4 | Malden, Revere | N | 0 | 0 | 0 | 0 | Other | 0 | No | 0 | 0 | Other | Other | 0 | 0 | 0 | 0 | 0 | 0 | 0 | 0 | 0 | 0 | No
Mass Electric | NE North | North Shore | Maplewood 16 | Malden | 12-16W5 | Everett, Malden | N | 0 | 0 | 0 | 0 | Other | 0 | No | 0 | 0 | Other | Other | 0 | 0 | 0 | 0 | 0 | 0 | 0 | 0 | 0 | 0 | No
Mass Electric | NE North | North Shore | Maplewood 16 | Malden | 12-16W6 | Malden, Melrose | N | 0 | 0 | 0 | 0 | Other | 0 | No | 0 | 0 | Other | Other | 0 | 0 | 0 | 0 | 0 | 0 | 0 | 0 | 0 | 0 | No
Mass Electric | NE North | North Shore | Maplewood 16 | Malden | 12-16W7 | Everett, Malden, Revere | N | 0 | 0 | 0 | 0 | Other | 0 | No | 0 | 0 | Other | Other | 0 | 0 | 0 | 0 | 0 | 0 | 0 | 0 | 0 | 0 | No
Mass Electric | NE North | North Shore | Maplewood 16 | Malden | 12-16W8 | Everett, Malden, Revere | N | 0 | 0 | 0 | 0 | Other | 0 | No | 0 | 0 | Other | Other | 0 | 0 | 0 | 0 | 0 | 0 | 0 | 0 | 0 | 0 | No
Mass Electric | NE North | North Shore | West Medford 17 | Medford | 12-17J1 | Medford | N | 0 | 0 | 0 | 0 | Other | 0 | No | 0 | 0 | Other | Other | 0 | 0 | 0 | 0 | 0 | 0 | 0 | 0 | 0 | 0 | No
Mass Electric | NE North | North Shore | West Medford 17 | Medford | 12-17J2 | Medford | N | 0 | 0 | 0 | 0 | Other | 0 | No | 0 | 0 | Other | Other | 0 | 0 | 0 | 0 | 0 | 0 | 0 | 0 | 0 | 0 | No
Mass Electric | NE North | North Shore | West Medford 17 | Medford | 12-17J3 | Medford | N | 0 | 0 | 0 | 0 | Other | 0 | No | 0 | 0 | Other | Other | 0 | 0 | 0 | 0 | 0 | 0 | 0 | 0 | 0 | 0 | No
Mass Electric | NE North | North Shore | West Medford 17 | Medford | 12-17J4 | Medford, Somerville | N | 0 | 0 | 0 | 0 | Other | 0 | No | 0 | 0 | Other | Other | 0 | 0 | 0 | 0 | 0 | 0 | 0 | 0 | 0 | 0 | No
Mass Electric | NE North | North Shore | West Medford 17 | Medford | 12-17J5 | Medford | N | 0 | 0 | 0 | 0 | Other | 0 | No | 0 | 0 | Other | Other | 0 | 0 | 0 | 0 | 0 | 0 | 0 | 0 | 0 | 0 | No
Mass Electric | NE North | North Shore | West Medford 17 | Medford | 12-17J6 | Medford, Winchester | N | 0 | 0 | 0 | 0 | Other | 0 | No | 0 | 0 | Other | Other | 0 | 0 | 0 | 0 | 0 | 0 | 0 | 0 | 0 | 0 | No
Mass Electric | NE North | North Shore | North Beverly 18 | Beverly | 12-18J1 | Beverly | N | 0 | 0 | 0 | 0 | Other | 0 | No | 0 | 0 | Other | Other | 0 | 0 | 0 | 0 | 0 | 0 | 0 | 0 | 0 | 0 | No
Mass Electric | NE North | North Shore | North Beverly 18 | Beverly | 12-18J3 | Beverly | N | 0 | 0 | 0 | 0 | Other | 0 | No | 0 | 0 | Other | Other | 0 | 0 | 0 | 0 | 0 | 0 | 0 | 0 | 0 | 0 | No
Mass Electric | NE North | North Shore | North Beverly 18 | Beverly | 12-18J4 | Beverly | N | 0 | 0 | 0 | 0 | Other | 0 | No | 0 | 0 | Other | Other | 0 | 0 | 0 | 0 | 0 | 0 | 0 | 0 | 0 | 0 | No
Mass Electric | NE North | North Shore | North Beverly 18 | Beverly | 12-18L1 | Beverly, Wenham | N | 0 | 0 | 0 | 0 | Other | 0 | No | 0 | 0 | Other | Other | 0 | 0 | 0 | 0 | 0 | 0 | 0 | 0 | 0 | 0 | No
Mass Electric | NE North | North Shore | North Beverly 18 | Beverly | 12-18L2 | Beverly, Hamilton, Wenham | N | 0 | 0 | 0 | 0 | Other | 0 | No | 0 | 0 | Other | Other | 0 | 0 | 0 | 0 | 0 | 0 | 0 | 0 | 0 | 0 | No
Mass Electric | NE North | North Shore | Turnpike 19 | Lynnfield | 12-19W1 | Lynn, Lynnfield, Saugus | N | 0 | 0 | 0 | 0 | Other | 0 | No | 0 | 0 | Other | Other | 0 | 0 | 0 | 0 | 0 | 0 | 0 | 0 | 0 | 0 | No
Mass Electric | NE North | North Shore | Turnpike 19 | Lynnfield | 12-19W2 | Lynnfield, Saugus | N | 0 | 0 | 0 | 0 | Other | 0 | No | 0 | 0 | Other | Other | 0 | 0 | 0 | 0 | 0 | 0 | 0 | 0 | 0 | 0 | No
Mass Electric | NE North | North Shore | Salem 1 Peabody St | Salem | 12-1J1 | Salem | N | 0 | 0 | 0 | 0 | Other | 0 | No | 0 | 0 | Other | Other | 0 | 0 | 0 | 0 | 0 | 0 | 0 | 0 | 0 | 0 | No
Mass Electric | NE North | North Shore | Salem 1 Peabody St | Salem | 12-1J10 | Salem | N | 0 | 0 | 0 | 0 | Other | 0 | No | 0 | 0 | Other | Other | 0 | 0 | 0 | 0 | 0 | 0 | 0 | 0 | 0 | 0 | No
Mass Electric | NE North | North Shore | Salem 1 Peabody St | Salem | 12-1J12 | Salem | N | 0 | 0 | 0 | 0 | Other | 0 | No | 0 | 0 | Other | Other | 0 | 0 | 0 | 0 | 0 | 0 | 0 | 0 | 0 | 0 | No
Mass Electric | NE North | North Shore | Salem 1 Peabody St | Salem | 12-1J15 | Salem | N | 0 | 0 | 0 | 0 | Other | 0 | No | 0 | 0 | Other | Other | 0 | 0 | 0 | 0 | 0 | 0 | 0 | 0 | 0 | 0 | No
Mass Electric | NE North | North Shore | Salem 1 Peabody St | Salem | 12-1J2 | Salem | N | 0 | 0 | 0 | 0 | Other | 0 | No | 0 | 0 | Other | Other | 0 | 0 | 0 | 0 | 0 | 0 | 0 | 0 | 0 | 0 | No
Mass Electric | NE North | North Shore | Salem 1 Peabody St | Salem | 12-1J3 | Salem | N | 0 | 0 | 0 | 0 | Other | 0 | No | 0 | 0 | Other | Other | 0 | 0 | 0 | 0 | 0 | 0 | 0 | 0 | 0 | 0 | No
Mass Electric | NE North | North Shore | Salem 1 Peabody St | Salem | 12-1J4 | Salem | N | 0 | 0 | 0 | 0 | Other | 0 | No | 0 | 0 | Other | Other | 0 | 0 | 0 | 0 | 0 | 0 | 0 | 0 | 0 | 0 | No
Mass Electric | NE North | North Shore | Salem 1 Peabody St | Salem | 12-1J5 | Salem | N | 0 | 0 | 0 | 0 | Other | 0 | No | 0 | 0 | Other | Other | 0 | 0 | 0 | 0 | 0 | 0 | 0 | 0 | 0 | 0 | No
Mass Electric | NE North | North Shore | Salem 1 Peabody St | Salem | 12-1J6 | Salem | N | 0 | 0 | 0 | 0 | Other | 0 | No | 0 | 0 | Other | Other | 0 | 0 | 0 | 0 | 0 | 0 | 0 | 0 | 0 | 0 | No
Mass Electric | NE North | North Shore | Salem 1 Peabody St | Salem | 12-1J7 | Salem, | N | 0 | 0 | 0 | 0 | Other | 0 | No | 0 | 0 | Other | Other | 0 | 0 | 0 | 0 | 0 | 0 | 0 | 0 | 0 | 0 | No
Mass Electric | NE North | North Shore | Humphrey 1 | Swampscott | 12-1J901 | Lynn, Swampscott | N | 0 | 0 | 0 | 0 | Other | 0 | No | 0 | 0 | Other | Other | 0 | 0 | 0 | 0 | 0 | 0 | 0 | 0 | 0 | 0 | No
Mass Electric | NE North | North Shore | Humphrey 1 | Swampscott | 12-1J902 | Swampscott | N | 0 | 0 | 0 | 0 | Other | 0 | No | 0 | 0 | Other | Other | 0 | 0 | 0 | 0 | 0 | 0 | 0 | 0 | 0 | 0 | No
Mass Electric | NE North | North Shore | Humphrey 1 | Swampscott | 12-1J903 | Swampscott | N | 0 | 0 | 0 | 0 | Other | 0 | No | 0 | 0 | Other | Other | 0 | 0 | 0 | 0 | 0 | 0 | 0 | 0 | 0 | 0 | No
Mass Electric | NE North | North Shore | Humphrey 1 | Swampscott | 12-1J904 | Swampscott | N | 0 | 0 | 0 | 0 | Other | 0 | No | 0 | 0 | Other | Other | 0 | 0 | 0 | 0 | 0 | 0 | 0 | 0 | 0 | 0 | No
Mass Electric | NE North | North Shore | Lynn 21 | Lynn | 12-21J21 | Lynn, Nahant | N | 0 | 0 | 0 | 0 | Other | 0 | No | 0 | 0 | Other | Other | 0 | 0 | 0 | 0 | 0 | 0 | 0 | 0 | 0 | 0 | No
Mass Electric | NE North | North Shore | Lynn 21 | Lynn | 12-21J22 | Lynn | N | 0 | 0 | 0 | 0 | Other | 0 | No | 0 | 0 | Other | Other | 0 | 0 | 0 | 0 | 0 | 0 | 0 | 0 | 0 | 0 | No
Mass Electric | NE North | North Shore | Lynn 21 | Lynn | 12-21J23 | Lynn | N | 0 | 0 | 0 | 0 | Other | 0 | No | 0 | 0 | Other | Other | 0 | 0 | 0 | 0 | 0 | 0 | 0 | 0 | 0 | 0 | No
Mass Electric | NE North | North Shore | Lynn 21 | Lynn | 12-21J24 | Lynn | N | 0 | 0 | 0 | 0 | Other | 0 | No | 0 | 0 | Other | Other | 0 | 0 | 0 | 0 | 0 | 0 | 0 | 0 | 0 | 0 | No
Mass Electric | NE North | North Shore | Lynn 21 | Lynn | 12-21J25 | Lynn | N | 0 | 0 | 0 | 0 | Other | 0 | No | 0 | 0 | Other | Other | 0 | 0 | 0 | 0 | 0 | 0 | 0 | 0 | 0 | 0 | No
Mass Electric | NE North | North Shore | Lynn 21 | Lynn | 12-21J27 | Lynn | N | 0 | 0 | 0 | 0 | Other | 0 | No | 0 | 0 | Other | Other | 0 | 0 | 0 | 0 | 0 | 0 | 0 | 0 | 0 | 0 | No
Mass Electric | NE North | North Shore | Lynn 21 | Lynn | 12-21J28 | Lynn | N | 0 | 0 | 0 | 0 | Other | 0 | No | 0 | 0 | Other | Other | 0 | 0 | 0 | 0 | 0 | 0 | 0 | 0 | 0 | 0 | No
Mass Electric | NE North | North Shore | Lynn 21 | Lynn | 12-21J29 | Lynn | N | 0 | 0 | 0 | 0 | Other | 0 | No | 0 | 0 | Other | Other | 0 | 0 | 0 | 0 | 0 | 0 | 0 | 0 | 0 | 0 | No
Mass Electric | NE North | North Shore | Lynn 21 | Lynn | 12-21J30 | Lynn | N | 0 | 0 | 0 | 0 | Other | 0 | No | 0 | 0 | Other | Other | 0 | 0 | 0 | 0 | 0 | 0 | 0 | 0 | 0 | 0 | No
Mass Electric | NE North | North Shore | Lynn 21 | Lynn | 12-21J32 | Lynn | N | 0 | 0 | 0 | 0 | Other | 0 | No | 0 | 0 | Other | Other | 0 | 0 | 0 | 0 | 0 | 0 | 0 | 0 | 0 | 0 | No
Mass Electric | NE North | North Shore | Lynn 21 | Lynn | 12-21J33 | Lynn | N | 0 | 0 | 0 | 0 | Other | 0 | No | 0 | 0 | Other | Other | 0 | 0 | 0 | 0 | 0 | 0 | 0 | 0 | 0 | 0 | No
Mass Electric | NE North | North Shore | Lynn 21 | Lynn | 12-21J34 | Lynn | N | 0 | 0 | 0 | 0 | Other | 0 | No | 0 | 0 | Other | Other | 0 | 0 | 0 | 0 | 0 | 0 | 0 | 0 | 0 | 0 | No
Mass Electric | NE North | North Shore | Lynn 21 | Lynn | 12-21J35 | Lynn | N | 0 | 0 | 0 | 0 | Other | 0 | No | 0 | 0 | Other | Other | 0 | 0 | 0 | 0 | 0 | 0 | 0 | 0 | 0 | 0 | No
Mass Electric | NE North | North Shore | Lynn 21 | Lynn | 12-21J37 | Lynn | N | 0 | 0 | 0 | 0 | Other | 0 | No | 0 | 0 | Other | Other | 0 | 0 | 0 | 0 | 0 | 0 | 0 | 0 | 0 | 0 | No
Mass Electric | NE North | North Shore | Lynn 21 | Lynn | 12-21J41 | Lynn | N | 0 | 0 | 0 | 0 | Other | 0 | No | 0 | 0 | Other | Other | 0 | 0 | 0 | 0 | 0 | 0 | 0 | 0 | 0 | 0 | No
Mass Electric | NE North | North Shore | Winthrop 22 | Winthrop | 12-22J1 | Winthrop | N | 0 | 0 | 0 | 0 | Other | 0 | No | 0 | 0 | Other | Other | 0 | 0 | 0 | 0 | 0 | 0 | 0 | 0 | 0 | 0 | No
Mass Electric | NE North | North Shore | Winthrop 22 | Winthrop | 12-22J2 | Winthrop | N | 0 | 0 | 0 | 0 | Other | 0 | No | 0 | 0 | Other | Other | 0 | 0 | 0 | 0 | 0 | 0 | 0 | 0 | 0 | 0 | No
Mass Electric | NE North | North Shore | Winthrop 22 | Winthrop | 12-22J3 | Winthrop | N | 0 | 0 | 0 | 0 | Other | 0 | No | 0 | 0 | Other | Other | 0 | 0 | 0 | 0 | 0 | 0 | 0 | 0 | 0 | 0 | No
Mass Electric | NE North | North Shore | Winthrop 22 | Winthrop | 12-22J4 | Winthrop | N | 0 | 0 | 0 | 0 | Other | 0 | No | 0 | 0 | Other | Other | 0 | 0 | 0 | 0 | 0 | 0 | 0 | 0 | 0 | 0 | No
Mass Electric | NE North | North Shore | Winthrop 22 | Winthrop | 12-22J5 | Revere, Winthrop | N | 0 | 0 | 0 | 0 | Other | 0 | No | 0 | 0 | Other | Other | 0 | 0 | 0 | 0 | 0 | 0 | 0 | 0 | 0 | 0 | No
Mass Electric | NE North | North Shore | Winthrop 22 | Winthrop | 12-22J6 | Winthrop | N | 0 | 0 | 0 | 0 | Other | 0 | No | 0 | 0 | Other | Other | 0 | 0 | 0 | 0 | 0 | 0 | 0 | 0 | 0 | 0 | No
Mass Electric | NE North | North Shore | Winthrop 22 | Winthrop | 12-22J7 | Winthrop | N | 0 | 0 | 0 | 0 | Other | 0 | No | 0 | 0 | Other | Other | 0 | 0 | 0 | 0 | 0 | 0 | 0 | 0 | 0 | 0 | No
Mass Electric | NE North | North Shore | Swampscott 22 | Swampscott | 12-22W1 | Swampscott | N | 0 | 0 | 0 | 0 | Other | 0 | No | 0 | 0 | Other | Other | 0 | 0 | 0 | 0 | 0 | 0 | 0 | 0 | 0 | 0 | No
Mass Electric | NE North | North Shore | Swampscott 22 | Swampscott | 12-22W2 | Lynn, Swampscott | N | 0 | 0 | 0 | 0 | Other | 0 | No | 0 | 0 | Other | Other | 0 | 0 | 0 | 0 | 0 | 0 | 0 | 0 | 0 | 0 | No
Mass Electric | NE North | North Shore | Swampscott 22 | Swampscott | 12-22W3 | Swampscott | N | 0 | 0 | 0 | 0 | Other | 0 | No | 0 | 0 | Other | Other | 0 | 0 | 0 | 0 | 0 | 0 | 0 | 0 | 0 | 0 | No
Mass Electric | NE North | North Shore | Swampscott 22 | Swampscott | 12-22W5 | Winthrop | N | 0 | 0 | 0 | 0 | Other | 0 | No | 0 | 0 | Other | Other | 0 | 0 | 0 | 0 | 0 | 0 | 0 | 0 | 0 | 0 | No
Mass Electric | NE North | North Shore | West Salem 29 | Salem | 12-2302E | Lynn, Peabody, Salem | N | 0 | 0 | 0 | 0 | Other | 0 | No | 0 | 0 | Other | Other | 0 | 0 | 0 | 0 | 0 | 0 | 0 | 0 | 0 | 0 | No
Mass Electric | NE North | North Shore | Melrose 2 | Melrose | 12-2304 | Malden, Melrose | N | 0 | 0 | 0 | 0 | Other | 0 | No | 0 | 0 | Other | Other | 0 | 0 | 0 | 0 | 0 | 0 | 0 | 0 | 0 | 0 | No
Mass Electric | NE North | North Shore | Lynn 21 | Lynn | 12-2305 | Lynn, Revere | N | 0 | 0 | 0 | 0 | Other | 0 | No | 0 | 0 | Other | Other | 0 | 0 | 0 | 0 | 0 | 0 | 0 | 0 | 0 | 0 | No
Mass Electric | NE North | North Shore | Revere 7 | Revere | 12-2306 | Everett, Revere | N | 0 | 0 | 0 | 0 | Other | 0 | No | 0 | 0 | Other | Other | 0 | 0 | 0 | 0 | 0 | 0 | 0 | 0 | 0 | 0 | No
Mass Electric | NE North | North Shore | Malden 5 | Malden | 12-2307 | Everett, Malden, Revere | N | 0 | 0 | 0 | 0 | Other | 0 | No | 0 | 0 | Other | Other | 0 | 0 | 0 | 0 | 0 | 0 | 0 | 0 | 0 | 0 | No
Mass Electric | NE North | North Shore | Malden 5 | Malden | 12-2308 | Everett | N | 0 | 0 | 0 | 0 | Other | 0 | No | 0 | 0 | Other | Other | 0 | 0 | 0 | 0 | 0 | 0 | 0 | 0 | 0 | 0 | No
Mass Electric | NE North | North Shore | Everett 37 | Everett | 12-2310 | Everett | N | 0 | 0 | 0 | 0 | Other | 0 | No | 0 | 0 | Other | Other | 0 | 0 | 0 | 0 | 0 | 0 | 0 | 0 | 0 | 0 | No
Mass Electric | NE North | North Shore | Wellington 11 | Medford | 12-2314 | Malden, Medford | N | 0 | 0 | 0 | 0 | Other | 0 | No | 0 | 0 | Other | Other | 0 | 0 | 0 | 0 | 0 | 0 | 0 | 0 | 0 | 0 | No
Mass Electric | NE North | North Shore | Malden 5 | Malden | 12-2316 | Malden | N | 0 | 0 | 0 | 0 | Other | 0 | No | 0 | 0 | Other | Other | 0 | 0 | 0 | 0 | 0 | 0 | 0 | 0 | 0 | 0 | No
Mass Electric | NE North | North Shore | Balch Street 72 | Beverly | 12-2318 | Beverly | N | 0 | 0 | 0 | 0 | Other | 0 | No | 0 | 0 | Other | Other | 0 | 0 | 0 | 0 | 0 | 0 | 0 | 0 | 0 | 0 | No
Mass Electric | NE North | North Shore | Beverly 12 | Beverly | 12-2320 | Beverly, Salem | N | 0 | 0 | 0 | 0 | Other | 0 | No | 0 | 0 | Other | Other | 0 | 0 | 0 | 0 | 0 | 0 | 0 | 0 | 0 | 0 | No
Mass Electric | NE North | North Shore | Beverly 12 | Beverly | 12-2321 | Beverly, Salem | N | 0 | 0 | 0 | 0 | Other | 0 | No | 0 | 0 | Other | Other | 0 | 0 | 0 | 0 | 0 | 0 | 0 | 0 | 0 | 0 | No
Mass Electric | NE North | North Shore | Gloucester 24 | Gloucester | 12-2327 | Gloucester | N | 0 | 0 | 0 | 0 | Other | 0 | No | 0 | 0 | Other | Other | 0 | 0 | 0 | 0 | 0 | 0 | 0 | 0 | 0 | 0 | No
Mass Electric | NE North | North Shore | Wellington 11 | Medford | 12-2333 | Malden, Medford | N | 0 | 0 | 0 | 0 | Other | 0 | No | 0 | 0 | Other | Other | 0 | 0 | 0 | 0 | 0 | 0 | 0 | 0 | 0 | 0 | No
Mass Electric | NE North | North Shore | Melrose 2 | Melrose | 12-2335 | Malden, Melrose | Y | 0 | 0 | 0 | 0 | Other | 0 | No | 0 | 0 | Other | Other | 0 | 0 | 0 | 0 | 0 | 0 | 0 | 0 | 0 | 0 | No
Mass Electric | NE North | North Shore | Thorndike St 10 | Everett | 12-2337 | Everett | N | 0 | 0 | 0 | 0 | Other | 0 | No | 0 | 0 | Other | Other | 0 | 0 | 0 | 0 | 0 | 0 | 0 | 0 | 0 | 0 | No
Mass Electric | NE North | North Shore | Thorndike St 10 | Everett | 12-2338 | Everett, | N | 0 | 0 | 0 | 0 | Other | 0 | No | 0 | 0 | Other | Other | 0 | 0 | 0 | 0 | 0 | 0 | 0 | 0 | 0 | 0 | No
Mass Electric | NE North | North Shore | Lynn 21 | Lynn | 12-2340 | Lynn, Revere | N | 0 | 0 | 0 | 0 | Other | 0 | No | 0 | 0 | Other | Other | 0 | 0 | 0 | 0 | 0 | 0 | 0 | 0 | 0 | 0 | No
Mass Electric | NE North | North Shore | Thorndike St 10 | Everett | 12-2341-2132 | Everett | N | 0 | 0 | 0 | 0 | Other | 0 | No | 0 | 0 | Other | Other | 0 | 0 | 0 | 0 | 0 | 0 | 0 | 0 | 0 | 0 | No
Mass Electric | NE North | North Shore | Malden 5 | Malden | 12-2342 | Malden | N | 0 | 0 | 0 | 0 | Other | 0 | No | 0 | 0 | Other | Other | 0 | 0 | 0 | 0 | 0 | 0 | 0 | 0 | 0 | 0 | No
Mass Electric | NE North | North Shore | Salem 1 Peabody St | Salem | 12-2343 | Salem | N | 0 | 0 | 0 | 0 | Other | 0 | No | 0 | 0 | Other | Other | 0 | 0 | 0 | 0 | 0 | 0 | 0 | 0 | 0 | 0 | No
Mass Electric | NE North | North Shore | Wellington 11 | Medford | 12-2344 | Malden, Medford | N | 0 | 0 | 0 | 0 | Other | 0 | No | 0 | 0 | Other | Other | 0 | 0 | 0 | 0 | 0 | 0 | 0 | 0 | 0 | 0 | No
Mass Electric | NE North | North Shore | Thorndike St 10 | Everett | 12-2346 | Everett | Y | 0 | 0 | 0 | 0 | Other | 0 | No | 0 | 0 | Other | Other | 0 | 0 | 0 | 0 | 0 | 0 | 0 | 0 | 0 | 0 | No
Mass Electric | NE North | North Shore | Salem | Salem | 12-2349 | Salem | N | 0 | 0 | 0 | 0 | Other | 0 | No | 0 | 0 | Other | Other | 0 | 0 | 0 | 0 | 0 | 0 | 0 | 0 | 0 | 0 | No
Mass Electric | NE North | North Shore | Revere 7 | Revere | 12-2350 | Revere, Winthrop | N | 0 | 0 | 0 | 0 | Other | 0 | No | 0 | 0 | Other | Other | 0 | 0 | 0 | 0 | 0 | 0 | 0 | 0 | 0 | 0 | No
Mass Electric | NE North | North Shore | Melrose 4 | Melrose | 12-2359 | Malden, Melrose | N | 0 | 0 | 0 | 0 | Other | 0 | No | 0 | 0 | Other | Other | 0 | 0 | 0 | 0 | 0 | 0 | 0 | 0 | 0 | 0 | No
Mass Electric | NE North | North Shore | Gloucester 24 | Gloucester | 12-2364 | Gloucester, Rockport | N | 0 | 0 | 0 | 0 | Other | 0 | No | 0 | 0 | Other | Other | 0 | 0 | 0 | 0 | 0 | 0 | 0 | 0 | 0 | 0 | No
Mass Electric | NE North | North Shore | Railyard 49 | Salem | 12-2370 | Salem, Swampscott | N | 0 | 0 | 0 | 0 | Other | 0 | No | 0 | 0 | Other | Other | 0 | 0 | 0 | 0 | 0 | 0 | 0 | 0 | 0 | 0 | No
Mass Electric | NE North | North Shore | Everett 37 | Everett | 12-2397 | Everett, Medford | N | 0 | 0 | 0 | 0 | Other | 0 | No | 0 | 0 | Other | Other | 0 | 0 | 0 | 0 | 0 | 0 | 0 | 0 | 0 | 0 | No
Mass Electric | NE North | North Shore | Manchester 23 | Manchester | 12-23H1 | Manchester | N | 0 | 0 | 0 | 0 | Other | 0 | No | 0 | 0 | Other | Other | 0 | 0 | 0 | 0 | 0 | 0 | 0 | 0 | 0 | 0 | No
Mass Electric | NE North | North Shore | Manchester 23 | Manchester | 12-23H2 | Manchester | N | 0 | 0 | 0 | 0 | Other | 0 | No | 0 | 0 | Other | Other | 0 | 0 | 0 | 0 | 0 | 0 | 0 | 0 | 0 | 0 | No
Mass Electric | NE North | North Shore | Manchester 23 | Manchester | 12-23H3 | Manchester | N | 0 | 0 | 0 | 0 | Other | 0 | No | 0 | 0 | Other | Other | 0 | 0 | 0 | 0 | 0 | 0 | 0 | 0 | 0 | 0 | No
Mass Electric | NE North | North Shore | Manchester 23 | Manchester | 12-23H4 | Manchester | N | 0 | 0 | 0 | 0 | Other | 0 | No | 0 | 0 | Other | Other | 0 | 0 | 0 | 0 | 0 | 0 | 0 | 0 | 0 | 0 | No
Mass Electric | NE North | North Shore | Saugus 23 | Saugus | 12-23W1 | Saugus | N | 0 | 0 | 0 | 0 | Other | 0 | No | 0 | 0 | Other | Other | 0 | 0 | 0 | 0 | 0 | 0 | 0 | 0 | 0 | 0 | No
Mass Electric | NE North | North Shore | Saugus 23 | Saugus | 12-23W2 | Saugus | N | 0 | 0 | 0 | 0 | Other | 0 | No | 0 | 0 | Other | Other | 0 | 0 | 0 | 0 | 0 | 0 | 0 | 0 | 0 | 0 | No
Mass Electric | NE North | North Shore | Saugus 23 | Saugus | 12-23W3 | Saugus | N | 0 | 0 | 0 | 0 | Other | 0 | No | 0 | 0 | Other | Other | 0 | 0 | 0 | 0 | 0 | 0 | 0 | 0 | 0 | 0 | No
Mass Electric | NE North | North Shore | Everett 37 | Everett | 12-2400 | Everett, Malden, Medford | N | 0 | 0 | 0 | 0 | Other | 0 | No | 0 | 0 | Other | Other | 0 | 0 | 0 | 0 | 0 | 0 | 0 | 0 | 0 | 0 | No
Mass Electric | NE North | North Shore | Thorndike St 10 | Everett | 12-2401 | Everett | N | 0 | 0 | 0 | 0 | Other | 0 | No | 0 | 0 | Other | Other | 0 | 0 | 0 | 0 | 0 | 0 | 0 | 0 | 0 | 0 | No
Mass Electric | NE North | North Shore | Revere 7 | Revere | 12-2402 | Revere, Winthrop | N | 0 | 0 | 0 | 0 | Other | 0 | No | 0 | 0 | Other | Other | 0 | 0 | 0 | 0 | 0 | 0 | 0 | 0 | 0 | 0 | No
Mass Electric | NE North | North Shore | Gloucester 24 | Gloucester | 12-24J1 | Gloucester | N | 0 | 0 | 0 | 0 | Other | 0 | No | 0 | 0 | Other | Other | 0 | 0 | 0 | 0 | 0 | 0 | 0 | 0 | 0 | 0 | No
Mass Electric | NE North | North Shore | Gloucester 24 | Gloucester | 12-24J10 | Gloucester | N | 0 | 0 | 0 | 0 | Other | 0 | No | 0 | 0 | Other | Other | 0 | 0 | 0 | 0 | 0 | 0 | 0 | 0 | 0 | 0 | No
Mass Electric | NE North | North Shore | Gloucester 24 | Gloucester | 12-24J11 | Gloucester | N | 0 | 0 | 0 | 0 | Other | 0 | No | 0 | 0 | Other | Other | 0 | 0 | 0 | 0 | 0 | 0 | 0 | 0 | 0 | 0 | No
Mass Electric | NE North | North Shore | Gloucester 24 | Gloucester | 12-24J2 | Gloucester | N | 0 | 0 | 0 | 0 | Other | 0 | No | 0 | 0 | Other | Other | 0 | 0 | 0 | 0 | 0 | 0 | 0 | 0 | 0 | 0 | No
Mass Electric | NE North | North Shore | Gloucester 24 | Gloucester | 12-24J4 | Gloucester | N | 0 | 0 | 0 | 0 | Other | 0 | No | 0 | 0 | Other | Other | 0 | 0 | 0 | 0 | 0 | 0 | 0 | 0 | 0 | 0 | No
Mass Electric | NE North | North Shore | Gloucester 24 | Gloucester | 12-24J5 | Gloucester | N | 0 | 0 | 0 | 0 | Other | 0 | No | 0 | 0 | Other | Other | 0 | 0 | 0 | 0 | 0 | 0 | 0 | 0 | 0 | 0 | No
Mass Electric | NE North | North Shore | Gloucester 24 | Gloucester | 12-24J6 | Gloucester | N | 0 | 0 | 0 | 0 | Other | 0 | No | 0 | 0 | Other | Other | 0 | 0 | 0 | 0 | 0 | 0 | 0 | 0 | 0 | 0 | No
Mass Electric | NE North | North Shore | Gloucester 24 | Gloucester | 12-24J7 | Gloucester | Y | 0 | 0 | 0 | 0 | Other | 0 | No | 0 | 0 | Other | Other | 0 | 0 | 0 | 0 | 0 | 0 | 0 | 0 | 0 | 0 | No
Mass Electric | NE North | North Shore | Gloucester 24 | Gloucester | 12-24J8 | Gloucester | N | 0 | 0 | 0 | 0 | Other | 0 | No | 0 | 0 | Other | Other | 0 | 0 | 0 | 0 | 0 | 0 | 0 | 0 | 0 | 0 | No
Mass Electric | NE North | North Shore | Gloucester 24 | Gloucester | 12-24J9 | Gloucester | N | 0 | 0 | 0 | 0 | Other | 0 | No | 0 | 0 | Other | Other | 0 | 0 | 0 | 0 | 0 | 0 | 0 | 0 | 0 | 0 | No
Mass Electric | NE North | North Shore | Quinn 24 | Lynn | 12-24W1 | Lynn | N | 0 | 0 | 0 | 0 | Other | 0 | No | 0 | 0 | Other | Other | 0 | 0 | 0 | 0 | 0 | 0 | 0 | 0 | 0 | 0 | No
Mass Electric | NE North | North Shore | Quinn 24 | Lynn | 12-24W2 | Lynn | N | 0 | 0 | 0 | 0 | Other | 0 | No | 0 | 0 | Other | Other | 0 | 0 | 0 | 0 | 0 | 0 | 0 | 0 | 0 | 0 | No
Mass Electric | NE North | North Shore | Melrose 25 | Melrose | 12-25W1 | Melrose, Saugus | N | 0 | 0 | 0 | 0 | Other | 0 | No | 0 | 0 | Other | Other | 0 | 0 | 0 | 0 | 0 | 0 | 0 | 0 | 0 | 0 | No
Mass Electric | NE North | North Shore | Melrose 25 | Melrose | 12-25W2 | Melrose, Saugus | N | 0 | 0 | 0 | 0 | Other | 0 | No | 0 | 0 | Other | Other | 0 | 0 | 0 | 0 | 0 | 0 | 0 | 0 | 0 | 0 | No
Mass Electric | NE North | North Shore | Melrose 25 | Melrose | 12-25W3 | Melrose, Saugus | N | 0 | 0 | 0 | 0 | Other | 0 | No | 0 | 0 | Other | Other | 0 | 0 | 0 | 0 | 0 | 0 | 0 | 0 | 0 | 0 | No
Mass Electric | NE North | North Shore | Melrose 25 | Melrose | 12-25W4 | Melrose, Stoneham, Wakefield | N | 0 | 0 | 0 | 0 | Other | 0 | No | 0 | 0 | Other | Other | 0 | 0 | 0 | 0 | 0 | 0 | 0 | 0 | 0 | 0 | No
Mass Electric | NE North | North Shore | Melrose 25 | Melrose | 12-25W5 | Melrose | N | 0 | 0 | 0 | 0 | Other | 0 | No | 0 | 0 | Other | Other | 0 | 0 | 0 | 0 | 0 | 0 | 0 | 0 | 0 | 0 | No
Mass Electric | NE North | North Shore | Topsfield 26 | Topsfield | 12-26L1 | Ipswich, Topsfield | N | 0 | 0 | 0 | 0 | Other | 0 | No | 0 | 0 | Other | Other | 0 | 0 | 0 | 0 | 0 | 0 | 0 | 0 | 0 | 0 | No
Mass Electric | NE North | North Shore | West Gloucester 28 | Gloucester | 12-28L2 | Gloucester, Manchester | N | 0 | 0 | 0 | 0 | Other | 0 | No | 0 | 0 | Other | Other | 0 | 0 | 0 | 0 | 0 | 0 | 0 | 0 | 0 | 0 | No
Mass Electric | NE North | North Shore | West Salem 29 | Salem | 12-29W1 | Lynn, Salem, Saugus | N | 0 | 0 | 0 | 0 | Other | 0 | No | 0 | 0 | Other | Other | 0 | 0 | 0 | 0 | 0 | 0 | 0 | 0 | 0 | 0 | No
Mass Electric | NE North | North Shore | West Salem 29 | Salem | 12-29W2 | Salem | N | 0 | 0 | 0 | 0 | Other | 0 | No | 0 | 0 | Other | Other | 0 | 0 | 0 | 0 | 0 | 0 | 0 | 0 | 0 | 0 | No
Mass Electric | NE North | North Shore | West Salem 29 | Salem | 12-29W3 | Lynn, Salem | N | 0 | 0 | 0 | 0 | Other | 0 | No | 0 | 0 | Other | Other | 0 | 0 | 0 | 0 | 0 | 0 | 0 | 0 | 0 | 0 | No
Mass Electric | NE North | North Shore | West Salem 29 | Salem | 12-29W4 | Lynn, Salem, Swampscott | N | 0 | 0 | 0 | 0 | Other | 0 | No | 0 | 0 | Other | Other | 0 | 0 | 0 | 0 | 0 | 0 | 0 | 0 | 0 | 0 | No
Mass Electric | NE North | North Shore | West Salem 29 | Salem | 12-29W5 | Lynn, Salem | N | 0 | 0 | 0 | 0 | Other | 0 | No | 0 | 0 | Other | Other | 0 | 0 | 0 | 0 | 0 | 0 | 0 | 0 | 0 | 0 | No
Mass Electric | NE North | North Shore | West Salem 29 | Salem | 12-29W6 | Salem, Swampscott | N | 0 | 0 | 0 | 0 | Other | 0 | No | 0 | 0 | Other | Other | 0 | 0 | 0 | 0 | 0 | 0 | 0 | 0 | 0 | 0 | No
Mass Electric | NE North | North Shore | Burrill 2 | Swampscott | 12-2J1 | Lynn, Swampscott | N | 0 | 0 | 0 | 0 | Other | 0 | No | 0 | 0 | Other | Other | 0 | 0 | 0 | 0 | 0 | 0 | 0 | 0 | 0 | 0 | No
Mass Electric | NE North | North Shore | Burrill 2 | Swampscott | 12-2J2 | Lynn, Swampscott | N | 0 | 0 | 0 | 0 | Other | 0 | No | 0 | 0 | Other | Other | 0 | 0 | 0 | 0 | 0 | 0 | 0 | 0 | 0 | 0 | No
Mass Electric | NE North | North Shore | Salem 2 Valley St | Salem | 12-2W1 | Salem | N | 0 | 0 | 0 | 0 | Other | 0 | No | 0 | 0 | Other | Other | 0 | 0 | 0 | 0 | 0 | 0 | 0 | 0 | 0 | 0 | No
Mass Electric | NE North | North Shore | Salem 2 Valley St | Salem | 12-2W2 | Salem | N | 0 | 0 | 0 | 0 | Other | 0 | No | 0 | 0 | Other | Other | 0 | 0 | 0 | 0 | 0 | 0 | 0 | 0 | 0 | 0 | No
Mass Electric | NE North | North Shore | Revere Beach 35 | Revere | 12-35J1 | Revere | N | 0 | 0 | 0 | 0 | Other | 0 | No | 0 | 0 | Other | Other | 0 | 0 | 0 | 0 | 0 | 0 | 0 | 0 | 0 | 0 | No
Mass Electric | NE North | North Shore | Revere Beach 35 | Revere | 12-35J2 | Revere | N | 0 | 0 | 0 | 0 | Other | 0 | No | 0 | 0 | Other | Other | 0 | 0 | 0 | 0 | 0 | 0 | 0 | 0 | 0 | 0 | No
Mass Electric | NE North | North Shore | Revere Beach 35 | Revere | 12-35J3 | Revere | N | 0 | 0 | 0 | 0 | Other | 0 | No | 0 | 0 | Other | Other | 0 | 0 | 0 | 0 | 0 | 0 | 0 | 0 | 0 | 0 | No
Mass Electric | NE North | North Shore | Revere Beach 35 | Revere | 12-35J4 | Revere | N | 0 | 0 | 0 | 0 | Other | 0 | No | 0 | 0 | Other | Other | 0 | 0 | 0 | 0 | 0 | 0 | 0 | 0 | 0 | 0 | No
Mass Electric | NE North | North Shore | Everett 37 | Everett | 12-37J1 | Everett, Malden | N | 0 | 0 | 0 | 0 | Other | 0 | No | 0 | 0 | Other | Other | 0 | 0 | 0 | 0 | 0 | 0 | 0 | 0 | 0 | 0 | No
Mass Electric | NE North | North Shore | Everett 37 | Everett | 12-37J2 | Everett, Malden | N | 0 | 0 | 0 | 0 | Other | 0 | No | 0 | 0 | Other | Other | 0 | 0 | 0 | 0 | 0 | 0 | 0 | 0 | 0 | 0 | No
Mass Electric | NE North | North Shore | Everett 37 | Everett | 12-37J3 | Everett, Malden | N | 0 | 0 | 0 | 0 | Other | 0 | No | 0 | 0 | Other | Other | 0 | 0 | 0 | 0 | 0 | 0 | 0 | 0 | 0 | 0 | No
Mass Electric | NE North | North Shore | Everett 37 | Everett | 12-37J4 | Everett, Malden | N | 0 | 0 | 0 | 0 | Other | 0 | No | 0 | 0 | Other | Other | 0 | 0 | 0 | 0 | 0 | 0 | 0 | 0 | 0 | 0 | No
Mass Electric | NE North | North Shore | Everett 37 | Everett | 12-37W1 | Everett, Malden, Medford | N | 0 | 0 | 0 | 0 | Other | 0 | No | 0 | 0 | Other | Other | 0 | 0 | 0 | 0 | 0 | 0 | 0 | 0 | 0 | 0 | No
Mass Electric | NE North | North Shore | Everett 37 | Everett | 12-37W10 | Everett, Malden | N | 0 | 0 | 0 | 0 | Other | 0 | No | 0 | 0 | Other | Other | 0 | 0 | 0 | 0 | 0 | 0 | 0 | 0 | 0 | 0 | No
Mass Electric | NE North | North Shore | Everett 37 | Everett | 12-37W2 | Everett, Malden, Medford | N | 0 | 0 | 0 | 0 | Other | 0 | No | 0 | 0 | Other | Other | 0 | 0 | 0 | 0 | 0 | 0 | 0 | 0 | 0 | 0 | No
Mass Electric | NE North | North Shore | Everett 37 | Everett | 12-37W3 | Malden, Medford | N | 0 | 0 | 0 | 0 | Other | 0 | No | 0 | 0 | Other | Other | 0 | 0 | 0 | 0 | 0 | 0 | 0 | 0 | 0 | 0 | No
Mass Electric | NE North | North Shore | Everett 37 | Everett | 12-37W4 | Malden, Medford | N | 0 | 0 | 0 | 0 | Other | 0 | No | 0 | 0 | Other | Other | 0 | 0 | 0 | 0 | 0 | 0 | 0 | 0 | 0 | 0 | No
Mass Electric | NE North | North Shore | Everett 37 | Everett | 12-37W5 | Malden, Medford, Somerville | N | 0 | 0 | 0 | 0 | Other | 0 | No | 0 | 0 | Other | Other | 0 | 0 | 0 | 0 | 0 | 0 | 0 | 0 | 0 | 0 | No
Mass Electric | NE North | North Shore | Everett 37 | Everett | 12-37W6 | Everett | N | 0 | 0 | 0 | 0 | Other | 0 | No | 0 | 0 | Other | Other | 0 | 0 | 0 | 0 | 0 | 0 | 0 | 0 | 0 | 0 | No
Mass Electric | NE North | North Shore | Everett 37 | Everett | 12-37W7 | Everett, Malden | N | 0 | 0 | 0 | 0 | Other | 0 | No | 0 | 0 | Other | Other | 0 | 0 | 0 | 0 | 0 | 0 | 0 | 0 | 0 | 0 | No
Mass Electric | NE North | North Shore | Everett 37 | Everett | 12-37W8 | Malden | N | 0 | 0 | 0 | 0 | Other | 0 | No | 0 | 0 | Other | Other | 0 | 0 | 0 | 0 | 0 | 0 | 0 | 0 | 0 | 0 | No
Mass Electric | NE North | North Shore | Everett 37 | Everett | 12-37W9 | Everett, Malden | N | 0 | 0 | 0 | 0 | Other | 0 | No | 0 | 0 | Other | Other | 0 | 0 | 0 | 0 | 0 | 0 | 0 | 0 | 0 | 0 | No
Mass Electric | NE North | North Shore | Salem 3 Boston St | Salem | 12-3J1 | Salem | N | 0 | 0 | 0 | 0 | Other | 0 | No | 0 | 0 | Other | Other | 0 | 0 | 0 | 0 | 0 | 0 | 0 | 0 | 0 | 0 | No
Mass Electric | NE North | North Shore | Salem 3 Boston St | Salem | 12-3J2 | Salem | N | 0 | 0 | 0 | 0 | Other | 0 | No | 0 | 0 | Other | Other | 0 | 0 | 0 | 0 | 0 | 0 | 0 | 0 | 0 | 0 | No
Mass Electric | NE North | North Shore | Salem 3 Boston St | Salem | 12-3J3 | Salem | N | 0 | 0 | 0 | 0 | Other | 0 | No | 0 | 0 | Other | Other | 0 | 0 | 0 | 0 | 0 | 0 | 0 | 0 | 0 | 0 | No
Mass Electric | NE North | North Shore | Salem 3 Boston St | Salem | 12-3J4 | Salem | N | 0 | 0 | 0 | 0 | Other | 0 | No | 0 | 0 | Other | Other | 0 | 0 | 0 | 0 | 0 | 0 | 0 | 0 | 0 | 0 | No
Mass Electric | NE North | North Shore | Salem 3 Boston St | Salem | 12-3J5 | Salem | N | 0 | 0 | 0 | 0 | Other | 0 | No | 0 | 0 | Other | Other | 0 | 0 | 0 | 0 | 0 | 0 | 0 | 0 | 0 | 0 | No
Mass Electric | NE North | North Shore | Salem 3 Boston St | Salem | 12-3J6 | Salem | N | 0 | 0 | 0 | 0 | Other | 0 | No | 0 | 0 | Other | Other | 0 | 0 | 0 | 0 | 0 | 0 | 0 | 0 | 0 | 0 | No
Mass Electric | NE North | North Shore | Fayette 3 | Lynn | 12-3J901 | Lynn | N | 0 | 0 | 0 | 0 | Other | 0 | No | 0 | 0 | Other | Other | 0 | 0 | 0 | 0 | 0 | 0 | 0 | 0 | 0 | 0 | No
Mass Electric | NE North | North Shore | Fayette 3 | Lynn | 12-3J903 | Lynn | N | 0 | 0 | 0 | 0 | Other | 0 | No | 0 | 0 | Other | Other | 0 | 0 | 0 | 0 | 0 | 0 | 0 | 0 | 0 | 0 | No
Mass Electric | NE North | North Shore | Rockport 40 | Rockport | 12-40J1 | Rockport | N | 0 | 0 | 0 | 0 | Other | 0 | No | 0 | 0 | Other | Other | 0 | 0 | 0 | 0 | 0 | 0 | 0 | 0 | 0 | 0 | No
Mass Electric | NE North | North Shore | Rockport 40 | Rockport | 12-40J2 | Rockport | N | 0 | 0 | 0 | 0 | Other | 0 | No | 0 | 0 | Other | Other | 0 | 0 | 0 | 0 | 0 | 0 | 0 | 0 | 0 | 0 | No
Mass Electric | NE North | North Shore | Rockport 40 | Rockport | 12-40J3 | Rockport | N | 0 | 0 | 0 | 0 | Other | 0 | No | 0 | 0 | Other | Other | 0 | 0 | 0 | 0 | 0 | 0 | 0 | 0 | 0 | 0 | No
Mass Electric | NE North | North Shore | Rockport 40 | Rockport | 12-40J4 | Rockport | N | 0 | 0 | 0 | 0 | Other | 0 | No | 0 | 0 | Other | Other | 0 | 0 | 0 | 0 | 0 | 0 | 0 | 0 | 0 | 0 | No
Mass Electric | NE North | North Shore | Rockport 40 | Rockport | 12-40L1 | Rockport | N | 0 | 0 | 0 | 0 | Other | 0 | No | 0 | 0 | Other | Other | 0 | 0 | 0 | 0 | 0 | 0 | 0 | 0 | 0 | 0 | No
Mass Electric | NE North | North Shore | Railyard 49 | Salem | 12-49W2 | Salem | N | 0 | 0 | 0 | 0 | Other | 0 | No | 0 | 0 | Other | Other | 0 | 0 | 0 | 0 | 0 | 0 | 0 | 0 | 0 | 0 | No
Mass Electric | NE North | North Shore | Railyard 49 | Salem | 12-49W4 | Salem, Swampscott | N | 0 | 0 | 0 | 0 | Other | 0 | No | 0 | 0 | Other | Other | 0 | 0 | 0 | 0 | 0 | 0 | 0 | 0 | 0 | 0 | No
Mass Electric | NE North | North Shore | Railyard 49 | Salem | 12-49W6 | Salem | N | 0 | 0 | 0 | 0 | Other | 0 | No | 0 | 0 | Other | Other | 0 | 0 | 0 | 0 | 0 | 0 | 0 | 0 | 0 | 0 | No
Mass Electric | NE North | North Shore | Melrose 4 | Melrose | 12-4C1 | Malden, Melrose | N | 0 | 0 | 0 | 0 | Other | 0 | No | 0 | 0 | Other | Other | 0 | 0 | 0 | 0 | 0 | 0 | 0 | 0 | 0 | 0 | No
Mass Electric | NE North | North Shore | Melrose 4 | Melrose | 12-4C3 | Melrose | N | 0 | 0 | 0 | 0 | Other | 0 | No | 0 | 0 | Other | Other | 0 | 0 | 0 | 0 | 0 | 0 | 0 | 0 | 0 | 0 | No
Mass Electric | NE North | North Shore | Melrose 4 | Melrose | 12-4C4 | Melrose | N | 0 | 0 | 0 | 0 | Other | 0 | No | 0 | 0 | Other | Other | 0 | 0 | 0 | 0 | 0 | 0 | 0 | 0 | 0 | 0 | No
Mass Electric | NE North | North Shore | Melrose 4 | Melrose | 12-4C5 | Melrose | N | 0 | 0 | 0 | 0 | Other | 0 | No | 0 | 0 | Other | Other | 0 | 0 | 0 | 0 | 0 | 0 | 0 | 0 | 0 | 0 | No
Mass Electric | NE North | North Shore | Melrose 4 | Melrose | 12-4C6 | Melrose | N | 0 | 0 | 0 | 0 | Other | 0 | No | 0 | 0 | Other | Other | 0 | 0 | 0 | 0 | 0 | 0 | 0 | 0 | 0 | 0 | No
Mass Electric | NE North | North Shore | Western 4 | Lynn | 12-4J2 | Lynn | N | 0 | 0 | 0 | 0 | Other | 0 | No | 0 | 0 | Other | Other | 0 | 0 | 0 | 0 | 0 | 0 | 0 | 0 | 0 | 0 | No
Mass Electric | NE North | North Shore | Melrose 4 | Melrose | 12-4J7 | Melrose | N | 0 | 0 | 0 | 0 | Other | 0 | No | 0 | 0 | Other | Other | 0 | 0 | 0 | 0 | 0 | 0 | 0 | 0 | 0 | 0 | No
Mass Electric | NE North | North Shore | Melrose 4 | Melrose | 12-4J8 | Melrose | N | 0 | 0 | 0 | 0 | Other | 0 | No | 0 | 0 | Other | Other | 0 | 0 | 0 | 0 | 0 | 0 | 0 | 0 | 0 | 0 | No
Mass Electric | NE North | North Shore | East Beverly 51 | Beverly | 12-51L1 | Beverly | N | 0 | 0 | 0 | 0 | Other | 0 | No | 0 | 0 | Other | Other | 0 | 0 | 0 | 0 | 0 | 0 | 0 | 0 | 0 | 0 | No
Mass Electric | NE North | North Shore | East Beverly 51 | Beverly | 12-51L2 | Beverly | N | 0 | 0 | 0 | 0 | Other | 0 | No | 0 | 0 | Other | Other | 0 | 0 | 0 | 0 | 0 | 0 | 0 | 0 | 0 | 0 | No
Mass Electric | NE North | North Shore | East Beverly 51 | Beverly | 12-51L3 | Beverly, Hamilton, Wenham | N | 0 | 0 | 0 | 0 | Other | 0 | No | 0 | 0 | Other | Other | 0 | 0 | 0 | 0 | 0 | 0 | 0 | 0 | 0 | 0 | No
Mass Electric | NE North | North Shore | East Beverly 51 | Beverly | 12-51T1 | Beverly, Essex, Gloucester, Hamilton, Manchester, Wenham | N | 0 | 0 | 0 | 0 | Other | 0 | No | 0 | 0 | Other | Other | 0 | 0 | 0 | 0 | 0 | 0 | 0 | 0 | 0 | 0 | No
Mass Electric | NE North | North Shore | East Beverly 51 | Beverly | 12-51T2 | Beverly, Essex, Gloucester, Hamilton, Ipswich, Wenham | N | 0 | 0 | 0 | 0 | Other | 0 | No | 0 | 0 | Other | Other | 0 | 0 | 0 | 0 | 0 | 0 | 0 | 0 | 0 | 0 | No
Mass Electric | NE North | North Shore | East Beverly 51 | Beverly | 12-51T3 | Beverly, Gloucester, Manchester, Rockport | N | 0 | 0 | 0 | 0 | Other | 0 | No | 0 | 0 | Other | Other | 0 | 0 | 0 | 0 | 0 | 0 | 0 | 0 | 0 | 0 | No
Mass Electric | NE North | North Shore | Riverdale 52 | Gloucester | 12-52J1 | Gloucester | N | 0 | 0 | 0 | 0 | Other | 0 | No | 0 | 0 | Other | Other | 0 | 0 | 0 | 0 | 0 | 0 | 0 | 0 | 0 | 0 | No
Mass Electric | NE North | North Shore | Riverdale 52 | Gloucester | 12-52J2 | Gloucester | N | 0 | 0 | 0 | 0 | Other | 0 | No | 0 | 0 | Other | Other | 0 | 0 | 0 | 0 | 0 | 0 | 0 | 0 | 0 | 0 | No
Mass Electric | NE North | North Shore | Riverdale 52 | Gloucester | 12-52L1 | Gloucester, Rockport | N | 0 | 0 | 0 | 0 | Other | 0 | No | 0 | 0 | Other | Other | 0 | 0 | 0 | 0 | 0 | 0 | 0 | 0 | 0 | 0 | No
Mass Electric | NE North | North Shore | Malden 5 | Malden | 12-5C1 | Malden, Medford | N | 0 | 0 | 0 | 0 | Other | 0 | No | 0 | 0 | Other | Other | 0 | 0 | 0 | 0 | 0 | 0 | 0 | 0 | 0 | 0 | No
Mass Electric | NE North | North Shore | Malden 5 | Malden | 12-5C2 | Malden | N | 0 | 0 | 0 | 0 | Other | 0 | No | 0 | 0 | Other | Other | 0 | 0 | 0 | 0 | 0 | 0 | 0 | 0 | 0 | 0 | No
Mass Electric | NE North | North Shore | Malden 5 | Malden | 12-5C3 | Malden | N | 0 | 0 | 0 | 0 | Other | 0 | No | 0 | 0 | Other | Other | 0 | 0 | 0 | 0 | 0 | 0 | 0 | 0 | 0 | 0 | No
Mass Electric | NE North | North Shore | Malden 5 | Malden | 12-5C5 | Malden | N | 0 | 0 | 0 | 0 | Other | 0 | No | 0 | 0 | Other | Other | 0 | 0 | 0 | 0 | 0 | 0 | 0 | 0 | 0 | 0 | No
Mass Electric | NE North | North Shore | Malden 5 | Malden | 12-5C6 | Malden | N | 0 | 0 | 0 | 0 | Other | 0 | No | 0 | 0 | Other | Other | 0 | 0 | 0 | 0 | 0 | 0 | 0 | 0 | 0 | 0 | No
Mass Electric | NE North | North Shore | Malden 5 | Malden | 12-5C7 | Malden | N | 0 | 0 | 0 | 0 | Other | 0 | No | 0 | 0 | Other | Other | 0 | 0 | 0 | 0 | 0 | 0 | 0 | 0 | 0 | 0 | No
Mass Electric | NE North | North Shore | Malden 5 | Malden | 12-5C8 | Malden | N | 0 | 0 | 0 | 0 | Other | 0 | No | 0 | 0 | Other | Other | 0 | 0 | 0 | 0 | 0 | 0 | 0 | 0 | 0 | 0 | No
Mass Electric | NE North | North Shore | Malden 5 | Malden | 12-5J10 | Malden | N | 0 | 0 | 0 | 0 | Other | 0 | No | 0 | 0 | Other | Other | 0 | 0 | 0 | 0 | 0 | 0 | 0 | 0 | 0 | 0 | No
Mass Electric | NE North | North Shore | Malden 5 | Malden | 12-5J11 | Malden, Medford | N | 0 | 0 | 0 | 0 | Other | 0 | No | 0 | 0 | Other | Other | 0 | 0 | 0 | 0 | 0 | 0 | 0 | 0 | 0 | 0 | No
Mass Electric | NE North | North Shore | Malden 5 | Malden | 12-5J9 | Malden | N | 0 | 0 | 0 | 0 | Other | 0 | No | 0 | 0 | Other | Other | 0 | 0 | 0 | 0 | 0 | 0 | 0 | 0 | 0 | 0 | No
Mass Electric | NE North | North Shore | Codding Ave 64 | Medford | 12-64J1 | Medford | N | 0 | 0 | 0 | 0 | Other | 0 | No | 0 | 0 | Other | Other | 0 | 0 | 0 | 0 | 0 | 0 | 0 | 0 | 0 | 0 | No
Mass Electric | NE North | North Shore | Codding Ave 64 | Medford | 12-64J2 | Medford | N | 0 | 0 | 0 | 0 | Other | 0 | No | 0 | 0 | Other | Other | 0 | 0 | 0 | 0 | 0 | 0 | 0 | 0 | 0 | 0 | No
Mass Electric | NE North | North Shore | Codding Ave 64 | Medford | 12-64J3 | Medford | N | 0 | 0 | 0 | 0 | Other | 0 | No | 0 | 0 | Other | Other | 0 | 0 | 0 | 0 | 0 | 0 | 0 | 0 | 0 | 0 | No
Mass Electric | NE North | North Shore | Codding Ave 64 | Medford | 12-64J4 | Medford | N | 0 | 0 | 0 | 0 | Other | 0 | No | 0 | 0 | Other | Other | 0 | 0 | 0 | 0 | 0 | 0 | 0 | 0 | 0 | 0 | No
Mass Electric | NE North | North Shore | Codding Ave 64 | Medford | 12-64J5 | Medford | N | 0 | 0 | 0 | 0 | Other | 0 | No | 0 | 0 | Other | Other | 0 | 0 | 0 | 0 | 0 | 0 | 0 | 0 | 0 | 0 | No
Mass Electric | NE North | North Shore | Pine Banks 67 | Melrose | 12-67J1 | Malden, Medford, Melrose | N | 0 | 0 | 0 | 0 | Other | 0 | No | 0 | 0 | Other | Other | 0 | 0 | 0 | 0 | 0 | 0 | 0 | 0 | 0 | 0 | No
Mass Electric | NE North | North Shore | Pine Banks 67 | Melrose | 12-67J2 | Malden, Melrose | N | 0 | 0 | 0 | 0 | Other | 0 | No | 0 | 0 | Other | Other | 0 | 0 | 0 | 0 | 0 | 0 | 0 | 0 | 0 | 0 | No
Mass Electric | NE North | North Shore | Pine Banks 67 | Melrose | 12-67J3 | Melrose | N | 0 | 0 | 0 | 0 | Other | 0 | No | 0 | 0 | Other | Other | 0 | 0 | 0 | 0 | 0 | 0 | 0 | 0 | 0 | 0 | No
Mass Electric | NE North | North Shore | Pine Banks 67 | Melrose | 12-67J4 | Malden, Medford, Melrose | N | 0 | 0 | 0 | 0 | Other | 0 | No | 0 | 0 | Other | Other | 0 | 0 | 0 | 0 | 0 | 0 | 0 | 0 | 0 | 0 | No
Mass Electric | NE North | North Shore | Bridge 6 | Lynn | 12-6J1 | Lynn | N | 0 | 0 | 0 | 0 | Other | 0 | No | 0 | 0 | Other | Other | 0 | 0 | 0 | 0 | 0 | 0 | 0 | 0 | 0 | 0 | No
Mass Electric | NE North | North Shore | Bridge 6 | Lynn | 12-6J2 | Lynn | N | 0 | 0 | 0 | 0 | Other | 0 | No | 0 | 0 | Other | Other | 0 | 0 | 0 | 0 | 0 | 0 | 0 | 0 | 0 | 0 | No
Mass Electric | NE North | North Shore | Balch Street 72 | Beverly | 12-72L1 | Beverly | N | 0 | 0 | 0 | 0 | Other | 0 | No | 0 | 0 | Other | Other | 0 | 0 | 0 | 0 | 0 | 0 | 0 | 0 | 0 | 0 | No
Mass Electric | NE North | North Shore | Nahant 79 | Nahant | 12-79J1 | Nahant | N | 0 | 0 | 0 | 0 | Other | 0 | No | 0 | 0 | Other | Other | 0 | 0 | 0 | 0 | 0 | 0 | 0 | 0 | 0 | 0 | No
Mass Electric | NE North | North Shore | Nahant 79 | Nahant | 12-79J2 | Nahant | N | 0 | 0 | 0 | 0 | Other | 0 | No | 0 | 0 | Other | Other | 0 | 0 | 0 | 0 | 0 | 0 | 0 | 0 | 0 | 0 | No
Mass Electric | NE North | North Shore | Revere 7 | Revere | 12-7J1 | Revere | N | 0 | 0 | 0 | 0 | Other | 0 | No | 0 | 0 | Other | Other | 0 | 0 | 0 | 0 | 0 | 0 | 0 | 0 | 0 | 0 | No
Mass Electric | NE North | North Shore | Revere 7 | Revere | 12-7J2 | Revere | N | 0 | 0 | 0 | 0 | Other | 0 | No | 0 | 0 | Other | Other | 0 | 0 | 0 | 0 | 0 | 0 | 0 | 0 | 0 | 0 | No
Mass Electric | NE North | North Shore | Revere 7 | Revere | 12-7J3 | Revere | N | 0 | 0 | 0 | 0 | Other | 0 | No | 0 | 0 | Other | Other | 0 | 0 | 0 | 0 | 0 | 0 | 0 | 0 | 0 | 0 | No
Mass Electric | NE North | North Shore | Revere 7 | Revere | 12-7J4 | Revere | N | 0 | 0 | 0 | 0 | Other | 0 | No | 0 | 0 | Other | Other | 0 | 0 | 0 | 0 | 0 | 0 | 0 | 0 | 0 | 0 | No
Mass Electric | NE North | North Shore | Revere 7 | Revere | 12-7J6 | Revere | N | 0 | 0 | 0 | 0 | Other | 0 | No | 0 | 0 | Other | Other | 0 | 0 | 0 | 0 | 0 | 0 | 0 | 0 | 0 | 0 | No
Mass Electric | NE North | North Shore | Revere 7 | Revere | 12-7J7 | Revere | N | 0 | 0 | 0 | 0 | Other | 0 | No | 0 | 0 | Other | Other | 0 | 0 | 0 | 0 | 0 | 0 | 0 | 0 | 0 | 0 | No
Mass Electric | NE North | North Shore | Hudson 7 | Lynn | 12-7J901 | Lynn | N | 0 | 0 | 0 | 0 | Other | 0 | No | 0 | 0 | Other | Other | 0 | 0 | 0 | 0 | 0 | 0 | 0 | 0 | 0 | 0 | No
Mass Electric | NE North | North Shore | Hudson 7 | Lynn | 12-7J902 | Lynn | N | 0 | 0 | 0 | 0 | Other | 0 | No | 0 | 0 | Other | Other | 0 | 0 | 0 | 0 | 0 | 0 | 0 | 0 | 0 | 0 | No
Mass Electric | NE North | North Shore | Hudson 7 | Lynn | 12-7J903 | Lynn, Saugus | N | 0 | 0 | 0 | 0 | Other | 0 | No | 0 | 0 | Other | Other | 0 | 0 | 0 | 0 | 0 | 0 | 0 | 0 | 0 | 0 | No
Mass Electric | NE North | North Shore | Revere 7 | Revere | 12-7W1 | Revere | N | 0 | 0 | 0 | 0 | Other | 0 | No | 0 | 0 | Other | Other | 0 | 0 | 0 | 0 | 0 | 0 | 0 | 0 | 0 | 0 | No
Mass Electric | NE North | North Shore | Revere 7 | Revere | 12-7W2 | Revere | N | 0 | 0 | 0 | 0 | Other | 0 | No | 0 | 0 | Other | Other | 0 | 0 | 0 | 0 | 0 | 0 | 0 | 0 | 0 | 0 | No
Mass Electric | NE North | North Shore | Revere 7 | Revere | 12-7W3 | Revere | N | 0 | 0 | 0 | 0 | Other | 0 | No | 0 | 0 | Other | Other | 0 | 0 | 0 | 0 | 0 | 0 | 0 | 0 | 0 | 0 | No
Mass Electric | NE North | North Shore | Revere 7 | Revere | 12-7W4 | Revere | N | 0 | 0 | 0 | 0 | Other | 0 | No | 0 | 0 | Other | Other | 0 | 0 | 0 | 0 | 0 | 0 | 0 | 0 | 0 | 0 | No
Mass Electric | NE North | North Shore | Norman Street 8 | Everett | 12-8W1 | Everett | N | 0 | 0 | 0 | 0 | Other | 0 | No | 0 | 0 | Other | Other | 0 | 0 | 0 | 0 | 0 | 0 | 0 | 0 | 0 | 0 | No
Mass Electric | NE North | North Shore | Metcalf Square 96 | Winthrop | 12-96W1 | Winthrop | N | 0 | 0 | 0 | 0 | Other | 0 | No | 0 | 0 | Other | Other | 0 | 0 | 0 | 0 | 0 | 0 | 0 | 0 | 0 | 0 | No
Mass Electric | NE North | North Shore | Medford 9 | Medford | 12-9C1 | Medford | N | 0 | 0 | 0 | 0 | Other | 0 | No | 0 | 0 | Other | Other | 0 | 0 | 0 | 0 | 0 | 0 | 0 | 0 | 0 | 0 | No
Mass Electric | NE North | North Shore | Medford 9 | Medford | 12-9C2 | Medford | N | 0 | 0 | 0 | 0 | Other | 0 | No | 0 | 0 | Other | Other | 0 | 0 | 0 | 0 | 0 | 0 | 0 | 0 | 0 | 0 | No
Mass Electric | NE North | North Shore | Medford 9 | Medford | 12-9C3 | Medford | N | 0 | 0 | 0 | 0 | Other | 0 | No | 0 | 0 | Other | Other | 0 | 0 | 0 | 0 | 0 | 0 | 0 | 0 | 0 | 0 | No
Mass Electric | NE North | North Shore | Medford 9 | Medford | 12-9C4 | Medford | N | 0 | 0 | 0 | 0 | Other | 0 | No | 0 | 0 | Other | Other | 0 | 0 | 0 | 0 | 0 | 0 | 0 | 0 | 0 | 0 | No
Mass Electric | NE North | North Shore | Medford 9 | Medford | 12-9C5 | Medford | N | 0 | 0 | 0 | 0 | Other | 0 | No | 0 | 0 | Other | Other | 0 | 0 | 0 | 0 | 0 | 0 | 0 | 0 | 0 | 0 | No
Mass Electric | NE North | North Shore | Medford 9 | Medford | 12-9C6 | Medford | N | 0 | 0 | 0 | 0 | Other | 0 | No | 0 | 0 | Other | Other | 0 | 0 | 0 | 0 | 0 | 0 | 0 | 0 | 0 | 0 | No
Mass Electric | NE North | North Shore | Medford 9 | Medford | 12-9C7 | Medford | N | 0 | 0 | 0 | 0 | Other | 0 | No | 0 | 0 | Other | Other | 0 | 0 | 0 | 0 | 0 | 0 | 0 | 0 | 0 | 0 | No
Mass Electric | NE North | North Shore | Tedesco 9 | Swampscott | 12-9J1 | Swampscott | N | 0 | 0 | 0 | 0 | Other | 0 | No | 0 | 0 | Other | Other | 0 | 0 | 0 | 0 | 0 | 0 | 0 | 0 | 0 | 0 | No
Mass Electric | NE North | North Shore | Tedesco 9 | Swampscott | 12-9J2 | Swampscott | N | 0 | 0 | 0 | 0 | Other | 0 | No | 0 | 0 | Other | Other | 0 | 0 | 0 | 0 | 0 | 0 | 0 | 0 | 0 | 0 | No
Mass Electric | NE North | Merrimack Valley | Tewksbury 22 | Tewksbury | 14-1302 | Andover, Tewksbury | N | 0 | 0 | 0 | 0 | Other | 0 | No | 0 | 0 | Other | Other | 0 | 0 | 0 | 0 | 0 | 0 | 0 | 0 | 0 | 0 | No
Mass Electric | NE North | Merrimack Valley | Lawrence 1 | Lawrence | 14-1311X | Lawrence | N | 0 | 0 | 0 | 0 | Other | 0 | No | 0 | 0 | Other | Other | 0 | 0 | 0 | 0 | 0 | 0 | 0 | 0 | 0 | 0 | No
Mass Electric | NE North | Merrimack Valley | Lawrence 1 | Andover | 14-1312 | Lawrence | N | 0 | 0 | 0 | 0 | Other | 0 | No | 0 | 0 | Other | Other | 0 | 0 | 0 | 0 | 0 | 0 | 0 | 0 | 0 | 0 | No
Mass Electric | NE North | Merrimack Valley | Andover 3 | Andover | 14-1312A | Andover | N | 0 | 0 | 0 | 0 | Other | 0 | No | 0 | 0 | Other | Other | 0 | 0 | 0 | 0 | 0 | 0 | 0 | 0 | 0 | 0 | No
Mass Electric | NE North | Merrimack Valley | Lawrence 1 | Lawrence | 14-1312L | Lawrence | N | 0 | 0 | 0 | 0 | Other | 0 | No | 0 | 0 | Other | Other | 0 | 0 | 0 | 0 | 0 | 0 | 0 | 0 | 0 | 0 | No
Mass Electric | NE North | Merrimack Valley | Lawrence 1 | Andover | 14-1314 | Lawrence | N | 0 | 0 | 0 | 0 | Other | 0 | No | 0 | 0 | Other | Other | 0 | 0 | 0 | 0 | 0 | 0 | 0 | 0 | 0 | 0 | No
Mass Electric | NE North | Merrimack Valley | Andover 3 | Andover | 14-1314A | Andover | N | 0 | 0 | 0 | 0 | Other | 0 | No | 0 | 0 | Other | Other | 0 | 0 | 0 | 0 | 0 | 0 | 0 | 0 | 0 | 0 | No
Mass Electric | NE North | Merrimack Valley | Lawrence 1 | Lawrence | 14-1316YZ | Lawrence | N | 0 | 0 | 0 | 0 | Other | 0 | No | 0 | 0 | Other | Other | 0 | 0 | 0 | 0 | 0 | 0 | 0 | 0 | 0 | 0 | No
Mass Electric | NE North | Merrimack Valley | Lawrence 1 | Lawrence | 14-1319 | Lawrence | N | 0 | 0 | 0 | 0 | Other | 0 | No | 0 | 0 | Other | Other | 0 | 0 | 0 | 0 | 0 | 0 | 0 | 0 | 0 | 0 | No
Mass Electric | NE North | Merrimack Valley | Lawrence 1 | Lawrence | 14-1321 | Lawrence | N | 0 | 0 | 0 | 0 | Other | 0 | No | 0 | 0 | Other | Other | 0 | 0 | 0 | 0 | 0 | 0 | 0 | 0 | 0 | 0 | No
Mass Electric | NE North | Merrimack Valley | Lawrence 1 | Lawrence | 14-1324 | Lawrence | N | 0 | 0 | 0 | 0 | Other | 0 | No | 0 | 0 | Other | Other | 0 | 0 | 0 | 0 | 0 | 0 | 0 | 0 | 0 | 0 | No
Mass Electric | NE North | Merrimack Valley | Lawrence 1 | Lawrence | 14-1325 | Lawrence | N | 0 | 0 | 0 | 0 | Other | 0 | No | 0 | 0 | Other | Other | 0 | 0 | 0 | 0 | 0 | 0 | 0 | 0 | 0 | 0 | No
Mass Electric | NE North | Merrimack Valley | Worthen Street 13 | Lowell | 14-13J1 | Lowell | N | 0 | 0 | 0 | 0 | Other | 0 | No | 0 | 0 | Other | Other | 0 | 0 | 0 | 0 | 0 | 0 | 0 | 0 | 0 | 0 | No
Mass Electric | NE North | Merrimack Valley | Worthen Street 13 | Lowell | 14-13J2 | Lowell | N | 0 | 0 | 0 | 0 | Other | 0 | No | 0 | 0 | Other | Other | 0 | 0 | 0 | 0 | 0 | 0 | 0 | 0 | 0 | 0 | No
Mass Electric | NE North | Merrimack Valley | Worthen Street 13 | Lowell | 14-13J3 | Lowell | N | 0 | 0 | 0 | 0 | Other | 0 | No | 0 | 0 | Other | Other | 0 | 0 | 0 | 0 | 0 | 0 | 0 | 0 | 0 | 0 | No
Mass Electric | NE North | Merrimack Valley | Worthen Street 13 | Lowell | 14-13J4 | Lowell | N | 0 | 0 | 0 | 0 | Other | 0 | No | 0 | 0 | Other | Other | 0 | 0 | 0 | 0 | 0 | 0 | 0 | 0 | 0 | 0 | No
Mass Electric | NE North | Merrimack Valley | Worthen Street 13 | Lowell | 14-13J5 | Lowell | N | 0 | 0 | 0 | 0 | Other | 0 | No | 0 | 0 | Other | Other | 0 | 0 | 0 | 0 | 0 | 0 | 0 | 0 | 0 | 0 | No
Mass Electric | NE North | Merrimack Valley | Worthen Street 13 | Lowell | 14-13J6 | Lowell | N | 0 | 0 | 0 | 0 | Other | 0 | No | 0 | 0 | Other | Other | 0 | 0 | 0 | 0 | 0 | 0 | 0 | 0 | 0 | 0 | No
Mass Electric | NE North | Merrimack Valley | Worthen Street 13 | Lowell | 14-13J7 | Lowell | N | 0 | 0 | 0 | 0 | Other | 0 | No | 0 | 0 | Other | Other | 0 | 0 | 0 | 0 | 0 | 0 | 0 | 0 | 0 | 0 | No
Mass Electric | NE North | Merrimack Valley | Worthen Street 13 | Lowell | 14-13L1 | Lowell | N | 0 | 0 | 0 | 0 | Other | 0 | No | 0 | 0 | Other | Other | 0 | 0 | 0 | 0 | 0 | 0 | 0 | 0 | 0 | 0 | No
Mass Electric | NE North | Merrimack Valley | Meadowbrook 16 | Chelmsford | 14-16L1 | Chelmsford, Lowell | N | 0 | 0 | 0 | 0 | Other | 0 | No | 0 | 0 | Other | Other | 0 | 0 | 0 | 0 | 0 | 0 | 0 | 0 | 0 | 0 | No
Mass Electric | NE North | Merrimack Valley | Meadowbrook 16 | Chelmsford | 14-16L2 | Chelmsford, Lowell | N | 0 | 0 | 0 | 0 | Other | 0 | No | 0 | 0 | Other | Other | 0 | 0 | 0 | 0 | 0 | 0 | 0 | 0 | 0 | 0 | No
Mass Electric | NE North | Merrimack Valley | Meadowbrook 16 | Chelmsford | 14-16L3 | Chelmsford, Lowell | N | 0 | 0 | 0 | 0 | Other | 0 | No | 0 | 0 | Other | Other | 0 | 0 | 0 | 0 | 0 | 0 | 0 | 0 | 0 | 0 | No
Mass Electric | NE North | Merrimack Valley | Meadowbrook 16 | Chelmsford | 14-16L4 | Chelmsford, Lowell | N | 0 | 0 | 0 | 0 | Other | 0 | No | 0 | 0 | Other | Other | 0 | 0 | 0 | 0 | 0 | 0 | 0 | 0 | 0 | 0 | No
Mass Electric | NE North | Merrimack Valley | Meadowbrook 16 | Chelmsford | 14-16L5 | Chelmsford, Lowell | N | 0 | 0 | 0 | 0 | Other | 0 | No | 0 | 0 | Other | Other | 0 | 0 | 0 | 0 | 0 | 0 | 0 | 0 | 0 | 0 | No
Mass Electric | NE North | Merrimack Valley | Meadowbrook 16 | Chelmsford | 14-16L6 | Chelmsford, Lowell | N | 0 | 0 | 0 | 0 | Other | 0 | No | 0 | 0 | Other | Other | 0 | 0 | 0 | 0 | 0 | 0 | 0 | 0 | 0 | 0 | No
Mass Electric | NE North | Merrimack Valley | Meadowbrook 16 | Chelmsford | 14-16L7 | Chelmsford | N | 0 | 0 | 0 | 0 | Other | 0 | No | 0 | 0 | Other | Other | 0 | 0 | 0 | 0 | 0 | 0 | 0 | 0 | 0 | 0 | No
Mass Electric | NE North | Merrimack Valley | South Billerica 18 | Billerica | 14-18J1 | Billerica | N | 0 | 0 | 0 | 0 | Other | 0 | No | 0 | 0 | Other | Other | 0 | 0 | 0 | 0 | 0 | 0 | 0 | 0 | 0 | 0 | No
Mass Electric | NE North | Merrimack Valley | South Billerica 18 | Billerica | 14-18L1 | Billerica | N | 0 | 0 | 0 | 0 | Other | 0 | No | 0 | 0 | Other | Other | 0 | 0 | 0 | 0 | 0 | 0 | 0 | 0 | 0 | 0 | No
Mass Electric | NE North | Merrimack Valley | South Billerica 18 | Billerica | 14-18L2 | Billerica | N | 0 | 0 | 0 | 0 | Other | 0 | No | 0 | 0 | Other | Other | 0 | 0 | 0 | 0 | 0 | 0 | 0 | 0 | 0 | 0 | No
Mass Electric | NE North | Merrimack Valley | South Billerica 18 | Billerica | 14-18L3 | Billerica | N | 0 | 0 | 0 | 0 | Other | 0 | No | 0 | 0 | Other | Other | 0 | 0 | 0 | 0 | 0 | 0 | 0 | 0 | 0 | 0 | No
Mass Electric | NE North | Merrimack Valley | Lawrence 1 | Lawrence | 14-1J1 | Lawrence | N | 0 | 0 | 0 | 0 | Other | 0 | No | 0 | 0 | Other | Other | 0 | 0 | 0 | 0 | 0 | 0 | 0 | 0 | 0 | 0 | No
Mass Electric | NE North | Merrimack Valley | Lawrence 1 | Lawrence | 14-1J2 | Lawrence | N | 0 | 0 | 0 | 0 | Other | 0 | No | 0 | 0 | Other | Other | 0 | 0 | 0 | 0 | 0 | 0 | 0 | 0 | 0 | 0 | No
Mass Electric | NE North | Merrimack Valley | Lawrence 1 | Lawrence | 14-1J4 | Lawrence | N | 0 | 0 | 0 | 0 | Other | 0 | No | 0 | 0 | Other | Other | 0 | 0 | 0 | 0 | 0 | 0 | 0 | 0 | 0 | 0 | No
Mass Electric | NE North | Merrimack Valley | Lawrence 1 | Lawrence | 14-1J5 | Lawrence | N | 0 | 0 | 0 | 0 | Other | 0 | No | 0 | 0 | Other | Other | 0 | 0 | 0 | 0 | 0 | 0 | 0 | 0 | 0 | 0 | No
Mass Electric | NE North | Merrimack Valley | Lawrence 1 | Lawrence | 14-1J6 | Lawrence | N | 0 | 0 | 0 | 0 | Other | 0 | No | 0 | 0 | Other | Other | 0 | 0 | 0 | 0 | 0 | 0 | 0 | 0 | 0 | 0 | No
Mass Electric | NE North | Merrimack Valley | Lawrence 1 | Lawrence | 14-1J7 | Lawrence | N | 0 | 0 | 0 | 0 | Other | 0 | No | 0 | 0 | Other | Other | 0 | 0 | 0 | 0 | 0 | 0 | 0 | 0 | 0 | 0 | No
Mass Electric | NE North | Merrimack Valley | Lawrence 1 | Lawrence | 14-1J8 | Lawrence | N | 0 | 0 | 0 | 0 | Other | 0 | No | 0 | 0 | Other | Other | 0 | 0 | 0 | 0 | 0 | 0 | 0 | 0 | 0 | 0 | No
Mass Electric | NE North | Merrimack Valley | Lawrence 1 | Lawrence | 14-1J9 | Lawrence | N | 0 | 0 | 0 | 0 | Other | 0 | No | 0 | 0 | Other | Other | 0 | 0 | 0 | 0 | 0 | 0 | 0 | 0 | 0 | 0 | No
Mass Electric | NE North | Merrimack Valley | Tyngsboro 211 | Tyngsborough | 14-211L1 | Tyngsborough | N | 0 | 0 | 0 | 0 | Other | 0 | No | 0 | 0 | Other | Other | 0 | 0 | 0 | 0 | 0 | 0 | 0 | 0 | 0 | 0 | No
Mass Electric | NE North | Merrimack Valley | Tyngsboro 211 | Tyngsborough | 14-211L2 | Dracut, Tyngsborough | N | 0 | 0 | 0 | 0 | Other | 0 | No | 0 | 0 | Other | Other | 0 | 0 | 0 | 0 | 0 | 0 | 0 | 0 | 0 | 0 | No
Mass Electric | NE North | Merrimack Valley | Hoover Street 21 | Dracut | 14-21L1 | Dracut, Lowell, Tyngsborough | N | 0 | 0 | 0 | 0 | Other | 0 | No | 0 | 0 | Other | Other | 0 | 0 | 0 | 0 | 0 | 0 | 0 | 0 | 0 | 0 | No
Mass Electric | NE North | Merrimack Valley | Hoover Street 21 | Dracut | 14-21L2 | Dracut, Lowell | N | 0 | 0 | 0 | 0 | Other | 0 | No | 0 | 0 | Other | Other | 0 | 0 | 0 | 0 | 0 | 0 | 0 | 0 | 0 | 0 | No
Mass Electric | NE North | Merrimack Valley | Hoover Street 21 | Dracut | 14-21L3 | Dracut, Lowell | N | 0 | 0 | 0 | 0 | Other | 0 | No | 0 | 0 | Other | Other | 0 | 0 | 0 | 0 | 0 | 0 | 0 | 0 | 0 | 0 | No
Mass Electric | NE North | Merrimack Valley | Ward Hill 43 | Haverhill | 14-2326 | Haverhill, Lawrence, North Andover | N | 0 | 0 | 0 | 0 | Other | 0 | No | 0 | 0 | Other | Other | 0 | 0 | 0 | 0 | 0 | 0 | 0 | 0 | 0 | 0 | No
Mass Electric | NE North | Merrimack Valley | Ward Hill 43 | Haverhill | 14-2354 | Haverhill | N | 0 | 0 | 0 | 0 | Other | 0 | No | 0 | 0 | Other | Other | 0 | 0 | 0 | 0 | 0 | 0 | 0 | 0 | 0 | 0 | No
Mass Electric | NE North | Merrimack Valley | Methuen 5 | Methuen | 14-2355 | Lawrence, Methuen | N | 0 | 0 | 0 | 0 | Other | 0 | No | 0 | 0 | Other | Other | 0 | 0 | 0 | 0 | 0 | 0 | 0 | 0 | 0 | 0 | No
Mass Electric | NE North | Merrimack Valley | Ward Hill 43 | Haverhill | 14-2356 | Haverhill | N | 0 | 0 | 0 | 0 | Other | 0 | No | 0 | 0 | Other | Other | 0 | 0 | 0 | 0 | 0 | 0 | 0 | 0 | 0 | 0 | No
Mass Electric | NE North | Merrimack Valley | North Andover Jct 71 | North Andover | 14-2358 | Haverhill, North Andover | N | 0 | 0 | 0 | 0 | Other | 0 | No | 0 | 0 | Other | Other | 0 | 0 | 0 | 0 | 0 | 0 | 0 | 0 | 0 | 0 | No
Mass Electric | NE North | Merrimack Valley | King Street 18 | Groveland | 14-2367 | Boxford, Georgetown, Groveland, Newbury, Newburyport | N | 0 | 0 | 0 | 0 | Other | 0 | No | 0 | 0 | Other | Other | 0 | 0 | 0 | 0 | 0 | 0 | 0 | 0 | 0 | 0 | No
Mass Electric | NE North | Merrimack Valley | Ward Hill 43 | Haverhill | 14-2371 | Haverhill | N | 0 | 0 | 0 | 0 | Other | 0 | No | 0 | 0 | Other | Other | 0 | 0 | 0 | 0 | 0 | 0 | 0 | 0 | 0 | 0 | No
Mass Electric | NE North | Merrimack Valley | South Broadway 45 | Lawrence | 14-2374 | Andover, Lawrence | N | 0 | 0 | 0 | 0 | Other | 0 | No | 0 | 0 | Other | Other | 0 | 0 | 0 | 0 | 0 | 0 | 0 | 0 | 0 | 0 | No
Mass Electric | NE North | Merrimack Valley | West Amesbury 275 | Amesbury | 14-2377N | Amesbury, Salisbury | N | 0 | 0 | 0 | 0 | Other | 0 | No | 0 | 0 | Other | Other | 0 | 0 | 0 | 0 | 0 | 0 | 0 | 0 | 0 | 0 | No
Mass Electric | NE North | Merrimack Valley | Meadowbrook 16 | Chelmsford | 14-2381 | Chelmsford, Lowell | N | 0 | 0 | 0 | 0 | Other | 0 | No | 0 | 0 | Other | Other | 0 | 0 | 0 | 0 | 0 | 0 | 0 | 0 | 0 | 0 | No
Mass Electric | NE North | Merrimack Valley | Meadowbrook 16 | Chelmsford | 14-2382 | Chelmsford | N | 0 | 0 | 0 | 0 | Other | 0 | No | 0 | 0 | Other | Other | 0 | 0 | 0 | 0 | 0 | 0 | 0 | 0 | 0 | 0 | No
Mass Electric | NE North | Merrimack Valley | Boston Road 58 | Westford | 14-2383 | Chelmsford | N | 0 | 0 | 0 | 0 | Other | 0 | No | 0 | 0 | Other | Other | 0 | 0 | 0 | 0 | 0 | 0 | 0 | 0 | 0 | 0 | No
Mass Electric | NE North | Merrimack Valley | Billerica 70 | Billerica | 14-2384 | Billerica, Chelmsford, Westford | N | 0 | 0 | 0 | 0 | Other | 0 | No | 0 | 0 | Other | Other | 0 | 0 | 0 | 0 | 0 | 0 | 0 | 0 | 0 | 0 | No
Mass Electric | NE North | Merrimack Valley | Billerica 70 | Billerica | 14-2385 | Billerica, Lowell, Tewksbury | N | 0 | 0 | 0 | 0 | Other | 0 | No | 0 | 0 | Other | Other | 0 | 0 | 0 | 0 | 0 | 0 | 0 | 0 | 0 | 0 | No
Mass Electric | NE North | Merrimack Valley | Boulevard 77 | Lowell | 14-2386 | Chelmsford, Dracut, Lowell | N | 0 | 0 | 0 | 0 | Other | 0 | No | 0 | 0 | Other | Other | 0 | 0 | 0 | 0 | 0 | 0 | 0 | 0 | 0 | 0 | No
Mass Electric | NE North | Merrimack Valley | Sandy Pond 237 | Ayer | 14-2388 | Westford | N | 0 | 0 | 0 | 0 | Other | 0 | No | 0 | 0 | Other | Other | 0 | 0 | 0 | 0 | 0 | 0 | 0 | 0 | 0 | 0 | No
Mass Electric | NE North | Merrimack Valley | Billerica 70 | Billerica | 14-2389 | Billerica | N | 0 | 0 | 0 | 0 | Other | 0 | No | 0 | 0 | Other | Other | 0 | 0 | 0 | 0 | 0 | 0 | 0 | 0 | 0 | 0 | No
Mass Electric | NE North | Merrimack Valley | West Amesbury 275 | Amesbury | 14-2396N | Amesbury, Salisbury | N | 0 | 0 | 0 | 0 | Other | 0 | No | 0 | 0 | Other | Other | 0 | 0 | 0 | 0 | 0 | 0 | 0 | 0 | 0 | 0 | No
Mass Electric | NE North | Merrimack Valley | King St 18 | Haverhill | 14-2403 | Groveland, Haverhill | N | 0 | 0 | 0 | 0 | Other | 0 | No | 0 | 0 | Other | Other | 0 | 0 | 0 | 0 | 0 | 0 | 0 | 0 | 0 | 0 | No
Mass Electric | NE North | Merrimack Valley | King St 18 | Haverhill | 14-2405 | Georgetown, Groveland, Newbury, Newburyport | N | 0 | 0 | 0 | 0 | Other | 0 | No | 0 | 0 | Other | Other | 0 | 0 | 0 | 0 | 0 | 0 | 0 | 0 | 0 | 0 | No
Mass Electric | NE North | Merrimack Valley | Concord Road 24 | Chelmsford | 14-24L1 | Chelmsford | N | 0 | 0 | 0 | 0 | Other | 0 | No | 0 | 0 | Other | Other | 0 | 0 | 0 | 0 | 0 | 0 | 0 | 0 | 0 | 0 | No
Mass Electric | NE North | Merrimack Valley | Concord Road 24 | Chelmsford | 14-24L2 | Chelmsford, Westford | N | 0 | 0 | 0 | 0 | Other | 0 | No | 0 | 0 | Other | Other | 0 | 0 | 0 | 0 | 0 | 0 | 0 | 0 | 0 | 0 | No
Mass Electric | NE North | Merrimack Valley | Concord Road 24 | Chelmsford | 14-24L3 | Billerica, Chelmsford | N | 0 | 0 | 0 | 0 | Other | 0 | No | 0 | 0 | Other | Other | 0 | 0 | 0 | 0 | 0 | 0 | 0 | 0 | 0 | 0 | No
Mass Electric | NE North | Merrimack Valley | West Amesbury 275 | Amesbury | 14-275L2 | Amesbury | N | 0 | 0 | 0 | 0 | Other | 0 | No | 0 | 0 | Other | Other | 0 | 0 | 0 | 0 | 0 | 0 | 0 | 0 | 0 | 0 | No
Mass Electric | NE North | Merrimack Valley | West Amesbury 275 | Amesbury | 14-275L4 | Amesbury, Salisbury | N | 0 | 0 | 0 | 0 | Other | 0 | No | 0 | 0 | Other | Other | 0 | 0 | 0 | 0 | 0 | 0 | 0 | 0 | 0 | 0 | No
Mass Electric | NE North | Merrimack Valley | Lawrence 2 | Lawrence | 14-2J1 | Lawrence | N | 0 | 0 | 0 | 0 | Other | 0 | No | 0 | 0 | Other | Other | 0 | 0 | 0 | 0 | 0 | 0 | 0 | 0 | 0 | 0 | No
Mass Electric | NE North | Merrimack Valley | Lawrence 2 | Lawrence | 14-2J2 | Lawrence | N | 0 | 0 | 0 | 0 | Other | 0 | No | 0 | 0 | Other | Other | 0 | 0 | 0 | 0 | 0 | 0 | 0 | 0 | 0 | 0 | No
Mass Electric | NE North | Merrimack Valley | Lawrence 2 | Lawrence | 14-2J3 | Lawrence | N | 0 | 0 | 0 | 0 | Other | 0 | No | 0 | 0 | Other | Other | 0 | 0 | 0 | 0 | 0 | 0 | 0 | 0 | 0 | 0 | No
Mass Electric | NE North | Merrimack Valley | Lawrence 2 | Lawrence | 14-2J4 | Lawrence | N | 0 | 0 | 0 | 0 | Other | 0 | No | 0 | 0 | Other | Other | 0 | 0 | 0 | 0 | 0 | 0 | 0 | 0 | 0 | 0 | No
Mass Electric | NE North | Merrimack Valley | Lawrence 2 | Lawrence | 14-2J5 | Lawrence | N | 0 | 0 | 0 | 0 | Other | 0 | No | 0 | 0 | Other | Other | 0 | 0 | 0 | 0 | 0 | 0 | 0 | 0 | 0 | 0 | No
Mass Electric | NE North | Merrimack Valley | Lawrence 2 | Lawrence | 14-2J6 | Lawrence | N | 0 | 0 | 0 | 0 | Other | 0 | No | 0 | 0 | Other | Other | 0 | 0 | 0 | 0 | 0 | 0 | 0 | 0 | 0 | 0 | No
Mass Electric | NE North | Merrimack Valley | Lawrence 2 | Lawrence | 14-2J7 | Lawrence | N | 0 | 0 | 0 | 0 | Other | 0 | No | 0 | 0 | Other | Other | 0 | 0 | 0 | 0 | 0 | 0 | 0 | 0 | 0 | 0 | No
Mass Electric | NE North | Merrimack Valley | Lawrence 2 | Lawrence | 14-2J8 | Lawrence | N | 0 | 0 | 0 | 0 | Other | 0 | No | 0 | 0 | Other | Other | 0 | 0 | 0 | 0 | 0 | 0 | 0 | 0 | 0 | 0 | No
Mass Electric | NE North | Merrimack Valley | North Chelmsford 2 | Chelmsford | 14-2L1 | Chelmsford, Tyngsborough, Westford | N | 0 | 0 | 0 | 0 | Other | 0 | No | 0 | 0 | Other | Other | 0 | 0 | 0 | 0 | 0 | 0 | 0 | 0 | 0 | 0 | No
Mass Electric | NE North | Merrimack Valley | North Chelmsford 2 | Chelmsford | 14-2L2 | Chelmsford, Lowell | N | 0 | 0 | 0 | 0 | Other | 0 | No | 0 | 0 | Other | Other | 0 | 0 | 0 | 0 | 0 | 0 | 0 | 0 | 0 | 0 | No
Mass Electric | NE North | Merrimack Valley | North Chelmsford 2 | Chelmsford | 14-2L3 | Chelmsford, Lowell | N | 0 | 0 | 0 | 0 | Other | 0 | No | 0 | 0 | Other | Other | 0 | 0 | 0 | 0 | 0 | 0 | 0 | 0 | 0 | 0 | No
Mass Electric | NE North | Merrimack Valley | North Chelmsford 2 | Chelmsford | 14-2L4 | Chelmsford, Lowell | N | 0 | 0 | 0 | 0 | Other | 0 | No | 0 | 0 | Other | Other | 0 | 0 | 0 | 0 | 0 | 0 | 0 | 0 | 0 | 0 | No
Mass Electric | NE North | Merrimack Valley | Perry Street 3 | Lowell | 14-301 | Lowell | N | 0 | 0 | 0 | 0 | Other | 0 | No | 0 | 0 | Other | Other | 0 | 0 | 0 | 0 | 0 | 0 | 0 | 0 | 0 | 0 | No
Mass Electric | NE North | Merrimack Valley | Perry Street 3 | Lowell | 14-304 | Lowell | N | 0 | 0 | 0 | 0 | Other | 0 | No | 0 | 0 | Other | Other | 0 | 0 | 0 | 0 | 0 | 0 | 0 | 0 | 0 | 0 | No
Mass Electric | NE North | Merrimack Valley | Perry Street 3 | Lowell | 14-306 | Lowell | N | 0 | 0 | 0 | 0 | Other | 0 | No | 0 | 0 | Other | Other | 0 | 0 | 0 | 0 | 0 | 0 | 0 | 0 | 0 | 0 | No
Mass Electric | NE North | Merrimack Valley | Perry Street 3 | Lowell | 14-308 | Lowell, Tewksbury | N | 0 | 0 | 0 | 0 | Other | 0 | No | 0 | 0 | Other | Other | 0 | 0 | 0 | 0 | 0 | 0 | 0 | 0 | 0 | 0 | No
Mass Electric | NE North | Merrimack Valley | Bridge St Boott Mill | Lowell | 14-310 | Lowell | N | 0 | 0 | 0 | 0 | Other | 0 | No | 0 | 0 | Other | Other | 0 | 0 | 0 | 0 | 0 | 0 | 0 | 0 | 0 | 0 | No
Mass Electric | NE North | Merrimack Valley | Perry Street 3 | Lowell | 14-312 | Lowell | N | 0 | 0 | 0 | 0 | Other | 0 | No | 0 | 0 | Other | Other | 0 | 0 | 0 | 0 | 0 | 0 | 0 | 0 | 0 | 0 | No
Mass Electric | NE North | Merrimack Valley | Centralville 8 | Lowell | 14-315 | Lowell | N | 0 | 0 | 0 | 0 | Other | 0 | No | 0 | 0 | Other | Other | 0 | 0 | 0 | 0 | 0 | 0 | 0 | 0 | 0 | 0 | No
Mass Electric | NE North | Merrimack Valley | Quebec Street 17 | Lowell | 14-318 | Lowell | N | 0 | 0 | 0 | 0 | Other | 0 | No | 0 | 0 | Other | Other | 0 | 0 | 0 | 0 | 0 | 0 | 0 | 0 | 0 | 0 | No
Mass Electric | NE North | Merrimack Valley | Quebec Street 17 | Lowell | 14-319 | Lowell | N | 0 | 0 | 0 | 0 | Other | 0 | No | 0 | 0 | Other | Other | 0 | 0 | 0 | 0 | 0 | 0 | 0 | 0 | 0 | 0 | No
Mass Electric | NE North | Merrimack Valley | Water Street 31 | Haverhill | 14-31J1 | Haverhill | N | 0 | 0 | 0 | 0 | Other | 0 | No | 0 | 0 | Other | Other | 0 | 0 | 0 | 0 | 0 | 0 | 0 | 0 | 0 | 0 | No
Mass Electric | NE North | Merrimack Valley | Water Street 31 | Haverhill | 14-31J2 | Haverhill | N | 0 | 0 | 0 | 0 | Other | 0 | No | 0 | 0 | Other | Other | 0 | 0 | 0 | 0 | 0 | 0 | 0 | 0 | 0 | 0 | No
Mass Electric | NE North | Merrimack Valley | Water Street 31 | Haverhill | 14-31J3 | Haverhill | N | 0 | 0 | 0 | 0 | Other | 0 | No | 0 | 0 | Other | Other | 0 | 0 | 0 | 0 | 0 | 0 | 0 | 0 | 0 | 0 | No
Mass Electric | NE North | Merrimack Valley | Water Street 31 | Haverhill | 14-31J4 | Haverhill | N | 0 | 0 | 0 | 0 | Other | 0 | No | 0 | 0 | Other | Other | 0 | 0 | 0 | 0 | 0 | 0 | 0 | 0 | 0 | 0 | No
Mass Electric | NE North | Merrimack Valley | Water Street 31 | Haverhill | 14-31J5 | Haverhill | N | 0 | 0 | 0 | 0 | Other | 0 | No | 0 | 0 | Other | Other | 0 | 0 | 0 | 0 | 0 | 0 | 0 | 0 | 0 | 0 | No
Mass Electric | NE North | Merrimack Valley | Water Street 31 | Haverhill | 14-31J6 | Haverhill | N | 0 | 0 | 0 | 0 | Other | 0 | No | 0 | 0 | Other | Other | 0 | 0 | 0 | 0 | 0 | 0 | 0 | 0 | 0 | 0 | No
Mass Electric | NE North | Merrimack Valley | Water Street 31 | Haverhill | 14-31J7 | Haverhill | N | 0 | 0 | 0 | 0 | Other | 0 | No | 0 | 0 | Other | Other | 0 | 0 | 0 | 0 | 0 | 0 | 0 | 0 | 0 | 0 | No
Mass Electric | NE North | Merrimack Valley | Walnut Street 32 | Haverhill | 14-32J1 | Haverhill | N | 0 | 0 | 0 | 0 | Other | 0 | No | 0 | 0 | Other | Other | 0 | 0 | 0 | 0 | 0 | 0 | 0 | 0 | 0 | 0 | No
Mass Electric | NE North | Merrimack Valley | Walnut Street 32 | Haverhill | 14-32J3 | Haverhill | N | 0 | 0 | 0 | 0 | Other | 0 | No | 0 | 0 | Other | Other | 0 | 0 | 0 | 0 | 0 | 0 | 0 | 0 | 0 | 0 | No
Mass Electric | NE North | Merrimack Valley | Walnut Street 32 | Haverhill | 14-32J4 | Haverhill | N | 0 | 0 | 0 | 0 | Other | 0 | No | 0 | 0 | Other | Other | 0 | 0 | 0 | 0 | 0 | 0 | 0 | 0 | 0 | 0 | No
Mass Electric | NE North | Merrimack Valley | Walnut Street 32 | Haverhill | 14-32J5 | Haverhill | N | 0 | 0 | 0 | 0 | Other | 0 | No | 0 | 0 | Other | Other | 0 | 0 | 0 | 0 | 0 | 0 | 0 | 0 | 0 | 0 | No
Mass Electric | NE North | Merrimack Valley | Walnut Street 32 | Haverhill | 14-32J6 | Haverhill | N | 0 | 0 | 0 | 0 | Other | 0 | No | 0 | 0 | Other | Other | 0 | 0 | 0 | 0 | 0 | 0 | 0 | 0 | 0 | 0 | No
Mass Electric | NE North | Merrimack Valley | Walnut Street 32 | Haverhill | 14-32J7 | Haverhill | N | 0 | 0 | 0 | 0 | Other | 0 | No | 0 | 0 | Other | Other | 0 | 0 | 0 | 0 | 0 | 0 | 0 | 0 | 0 | 0 | No
Mass Electric | NE North | Merrimack Valley | Walnut Street 32 | Haverhill | 14-32J8 | Haverhill | N | 0 | 0 | 0 | 0 | Other | 0 | No | 0 | 0 | Other | Other | 0 | 0 | 0 | 0 | 0 | 0 | 0 | 0 | 0 | 0 | No
Mass Electric | NE North | Merrimack Valley | Walnut Street 32 | Haverhill | 14-32J9 | Haverhill | N | 0 | 0 | 0 | 0 | Other | 0 | No | 0 | 0 | Other | Other | 0 | 0 | 0 | 0 | 0 | 0 | 0 | 0 | 0 | 0 | No
Mass Electric | NE North | Merrimack Valley | East Boxford 33 | Boxford | 14-33L1 | Boxford, Rowley | N | 0 | 0 | 0 | 0 | Other | 0 | No | 0 | 0 | Other | Other | 0 | 0 | 0 | 0 | 0 | 0 | 0 | 0 | 0 | 0 | No
Mass Electric | NE North | Merrimack Valley | East Boxford 33 | Boxford | 14-33L2 | Boxford | N | 0 | 0 | 0 | 0 | Other | 0 | No | 0 | 0 | Other | Other | 0 | 0 | 0 | 0 | 0 | 0 | 0 | 0 | 0 | 0 | No
Mass Electric | NE North | Merrimack Valley | Byfield 34 | Newbury | 14-34M1 | Newbury, West Newbury | N | 0 | 0 | 0 | 0 | Other | 0 | No | 0 | 0 | Other | Other | 0 | 0 | 0 | 0 | 0 | 0 | 0 | 0 | 0 | 0 | No
Mass Electric | NE North | Merrimack Valley | Newburyport 36 | Newburyport | 14-36J1 | Newburyport | N | 0 | 0 | 0 | 0 | Other | 0 | No | 0 | 0 | Other | Other | 0 | 0 | 0 | 0 | 0 | 0 | 0 | 0 | 0 | 0 | No
Mass Electric | NE North | Merrimack Valley | Newburyport 36 | Newburyport | 14-36J2 | Newburyport | N | 0 | 0 | 0 | 0 | Other | 0 | No | 0 | 0 | Other | Other | 0 | 0 | 0 | 0 | 0 | 0 | 0 | 0 | 0 | 0 | No
Mass Electric | NE North | Merrimack Valley | Newburyport 36 | Newburyport | 14-36J3 | Newburyport | N | 0 | 0 | 0 | 0 | Other | 0 | No | 0 | 0 | Other | Other | 0 | 0 | 0 | 0 | 0 | 0 | 0 | 0 | 0 | 0 | No
Mass Electric | NE North | Merrimack Valley | Newburyport 36 | Newburyport | 14-36J4 | Newburyport | N | 0 | 0 | 0 | 0 | Other | 0 | No | 0 | 0 | Other | Other | 0 | 0 | 0 | 0 | 0 | 0 | 0 | 0 | 0 | 0 | No
Mass Electric | NE North | Merrimack Valley | Newburyport 36 | Newburyport | 14-36J5 | Newburyport | N | 0 | 0 | 0 | 0 | Other | 0 | No | 0 | 0 | Other | Other | 0 | 0 | 0 | 0 | 0 | 0 | 0 | 0 | 0 | 0 | No
Mass Electric | NE North | Merrimack Valley | Newburyport 36 | Newburyport | 14-36J6 | Newburyport | N | 0 | 0 | 0 | 0 | Other | 0 | No | 0 | 0 | Other | Other | 0 | 0 | 0 | 0 | 0 | 0 | 0 | 0 | 0 | 0 | No
Mass Electric | NE North | Merrimack Valley | Newburyport 36 | Newburyport | 14-36L1 | Newburyport | N | 0 | 0 | 0 | 0 | Other | 0 | No | 0 | 0 | Other | Other | 0 | 0 | 0 | 0 | 0 | 0 | 0 | 0 | 0 | 0 | No
Mass Electric | NE North | Merrimack Valley | Newburyport 36 | Newburyport | 14-36L2 | Newbury, Newburyport | N | 0 | 0 | 0 | 0 | Other | 0 | No | 0 | 0 | Other | Other | 0 | 0 | 0 | 0 | 0 | 0 | 0 | 0 | 0 | 0 | No
Mass Electric | NE North | Merrimack Valley | Perry Street 3 | Lowell | 14-3J1 | Lowell | N | 0 | 0 | 0 | 0 | Other | 0 | No | 0 | 0 | Other | Other | 0 | 0 | 0 | 0 | 0 | 0 | 0 | 0 | 0 | 0 | No
Mass Electric | NE North | Merrimack Valley | Perry Street 3 | Lowell | 14-3J2 | Lowell | N | 0 | 0 | 0 | 0 | Other | 0 | No | 0 | 0 | Other | Other | 0 | 0 | 0 | 0 | 0 | 0 | 0 | 0 | 0 | 0 | No
Mass Electric | NE North | Merrimack Valley | Perry Street 3 | Lowell | 14-3J3 | Lowell | N | 0 | 0 | 0 | 0 | Other | 0 | No | 0 | 0 | Other | Other | 0 | 0 | 0 | 0 | 0 | 0 | 0 | 0 | 0 | 0 | No
Mass Electric | NE North | Merrimack Valley | Perry Street 3 | Lowell | 14-3J4 | Lowell | N | 0 | 0 | 0 | 0 | Other | 0 | No | 0 | 0 | Other | Other | 0 | 0 | 0 | 0 | 0 | 0 | 0 | 0 | 0 | 0 | No
Mass Electric | NE North | Merrimack Valley | Andover 3 | Andover | 14-3J40 | Andover | N | 0 | 0 | 0 | 0 | Other | 0 | No | 0 | 0 | Other | Other | 0 | 0 | 0 | 0 | 0 | 0 | 0 | 0 | 0 | 0 | No
Mass Electric | NE North | Merrimack Valley | Andover 3 | Andover | 14-3J41 | Andover | N | 0 | 0 | 0 | 0 | Other | 0 | No | 0 | 0 | Other | Other | 0 | 0 | 0 | 0 | 0 | 0 | 0 | 0 | 0 | 0 | No
Mass Electric | NE North | Merrimack Valley | Andover 3 | Andover | 14-3J42 | Andover | N | 0 | 0 | 0 | 0 | Other | 0 | No | 0 | 0 | Other | Other | 0 | 0 | 0 | 0 | 0 | 0 | 0 | 0 | 0 | 0 | No
Mass Electric | NE North | Merrimack Valley | Andover 3 | Andover | 14-3J43 | Andover | N | 0 | 0 | 0 | 0 | Other | 0 | No | 0 | 0 | Other | Other | 0 | 0 | 0 | 0 | 0 | 0 | 0 | 0 | 0 | 0 | No
Mass Electric | NE North | Merrimack Valley | Andover 3 | Andover | 14-3J44 | Andover | N | 0 | 0 | 0 | 0 | Other | 0 | No | 0 | 0 | Other | Other | 0 | 0 | 0 | 0 | 0 | 0 | 0 | 0 | 0 | 0 | No
Mass Electric | NE North | Merrimack Valley | Andover 3 | Andover | 14-3J45 | Andover | N | 0 | 0 | 0 | 0 | Other | 0 | No | 0 | 0 | Other | Other | 0 | 0 | 0 | 0 | 0 | 0 | 0 | 0 | 0 | 0 | No
Mass Electric | NE North | Merrimack Valley | Perry Street 3 | Lowell | 14-3J5 | Lowell | N | 0 | 0 | 0 | 0 | Other | 0 | No | 0 | 0 | Other | Other | 0 | 0 | 0 | 0 | 0 | 0 | 0 | 0 | 0 | 0 | No
Mass Electric | NE North | Merrimack Valley | Perry Street 3 | Lowell | 14-3J6 | Lowell | N | 0 | 0 | 0 | 0 | Other | 0 | No | 0 | 0 | Other | Other | 0 | 0 | 0 | 0 | 0 | 0 | 0 | 0 | 0 | 0 | No
Mass Electric | NE North | Merrimack Valley | Perry Street 3 | Lowell | 14-3J7 | Lowell | N | 0 | 0 | 0 | 0 | Other | 0 | No | 0 | 0 | Other | Other | 0 | 0 | 0 | 0 | 0 | 0 | 0 | 0 | 0 | 0 | No
Mass Electric | NE North | Merrimack Valley | Perry Street 3 | Lowell | 14-3L1 | Lowell | N | 0 | 0 | 0 | 0 | Other | 0 | No | 0 | 0 | Other | Other | 0 | 0 | 0 | 0 | 0 | 0 | 0 | 0 | 0 | 0 | No
Mass Electric | NE North | Merrimack Valley | Perry Street 3 | Lowell | 14-3L2 | Lowell, Tewksbury | N | 0 | 0 | 0 | 0 | Other | 0 | No | 0 | 0 | Other | Other | 0 | 0 | 0 | 0 | 0 | 0 | 0 | 0 | 0 | 0 | No
Mass Electric | NE North | Merrimack Valley | Perry Street 3 | Lowell | 14-3L4 | Chelmsford, Lowell, Tewksbury | N | 0 | 0 | 0 | 0 | Other | 0 | No | 0 | 0 | Other | Other | 0 | 0 | 0 | 0 | 0 | 0 | 0 | 0 | 0 | 0 | No
Mass Electric | NE North | Merrimack Valley | Perry Street 3 | Lowell | 14-3L5 | Lowell | N | 0 | 0 | 0 | 0 | Other | 0 | No | 0 | 0 | Other | Other | 0 | 0 | 0 | 0 | 0 | 0 | 0 | 0 | 0 | 0 | No
Mass Electric | NE North | Merrimack Valley | Ward Hill 43 | Haverhill | 14-43L1 | Haverhill, Lawrence, Methuen | N | 0 | 0 | 0 | 0 | Other | 0 | No | 0 | 0 | Other | Other | 0 | 0 | 0 | 0 | 0 | 0 | 0 | 0 | 0 | 0 | No
Mass Electric | NE North | Merrimack Valley | Ward Hill 43 | Haverhill | 14-43L2 | Haverhill, Methuen | N | 0 | 0 | 0 | 0 | Other | 0 | No | 0 | 0 | Other | Other | 0 | 0 | 0 | 0 | 0 | 0 | 0 | 0 | 0 | 0 | No
Mass Electric | NE North | Merrimack Valley | Ward Hill 43 | Haverhill | 14-43L3 | Haverhill | N | 0 | 0 | 0 | 0 | Other | 0 | No | 0 | 0 | Other | Other | 0 | 0 | 0 | 0 | 0 | 0 | 0 | 0 | 0 | 0 | No
Mass Electric | NE North | Merrimack Valley | Ward Hill 43 | Haverhill | 14-43L4 | Haverhill, Lawrence, Methuen | N | 0 | 0 | 0 | 0 | Other | 0 | No | 0 | 0 | Other | Other | 0 | 0 | 0 | 0 | 0 | 0 | 0 | 0 | 0 | 0 | No
Mass Electric | NE North | Merrimack Valley | Ward Hill 43 | Haverhill | 14-43L6 | Haverhill | N | 0 | 0 | 0 | 0 | Other | 0 | No | 0 | 0 | Other | Other | 0 | 0 | 0 | 0 | 0 | 0 | 0 | 0 | 0 | 0 | No
Mass Electric | NE North | Merrimack Valley | Ward Hill 43 | Haverhill | 14-43L7 | Boxford, Haverhill, North Andover | N | 0 | 0 | 0 | 0 | Other | 0 | No | 0 | 0 | Other | Other | 0 | 0 | 0 | 0 | 0 | 0 | 0 | 0 | 0 | 0 | No
Mass Electric | NE North | Merrimack Valley | Ward Hill 43 | Haverhill | 14-43L8 | Haverhill | N | 0 | 0 | 0 | 0 | Other | 0 | No | 0 | 0 | Other | Other | 0 | 0 | 0 | 0 | 0 | 0 | 0 | 0 | 0 | 0 | No
Mass Electric | NE North | Merrimack Valley | West Newbury 47 | West Newbury | 14-47L1 | Haverhill, Merrimack, West Newbury | N | 0 | 0 | 0 | 0 | Other | 0 | No | 0 | 0 | Other | Other | 0 | 0 | 0 | 0 | 0 | 0 | 0 | 0 | 0 | 0 | No
Mass Electric | NE North | Merrimack Valley | West Newbury 47 | West Newbury | 14-47L2 | Newburyport, West Newbury | N | 0 | 0 | 0 | 0 | Other | 0 | No | 0 | 0 | Other | Other | 0 | 0 | 0 | 0 | 0 | 0 | 0 | 0 | 0 | 0 | No
Mass Electric | NE North | Merrimack Valley | North Haverhill 48 | Haverhill | 14-48L1 | Haverhill | N | 0 | 0 | 0 | 0 | Other | 0 | No | 0 | 0 | Other | Other | 0 | 0 | 0 | 0 | 0 | 0 | 0 | 0 | 0 | 0 | No
Mass Electric | NE North | Merrimack Valley | North Haverhill 48 | Haverhill | 14-48L2 | Haverhill | N | 0 | 0 | 0 | 0 | Other | 0 | No | 0 | 0 | Other | Other | 0 | 0 | 0 | 0 | 0 | 0 | 0 | 0 | 0 | 0 | No
Mass Electric | NE North | Merrimack Valley | North Haverhill 48 | Haverhill | 14-48L3 | Haverhill | N | 0 | 0 | 0 | 0 | Other | 0 | No | 0 | 0 | Other | Other | 0 | 0 | 0 | 0 | 0 | 0 | 0 | 0 | 0 | 0 | No
Mass Electric | NE North | Merrimack Valley | North Haverhill 48 | Haverhill | 14-48L4 | Haverhill | N | 0 | 0 | 0 | 0 | Other | 0 | No | 0 | 0 | Other | Other | 0 | 0 | 0 | 0 | 0 | 0 | 0 | 0 | 0 | 0 | No
Mass Electric | NE North | Merrimack Valley | Ballardvale 50 | Andover | 14-50L1 | Andover | N | 0 | 0 | 0 | 0 | Other | 0 | No | 0 | 0 | Other | Other | 0 | 0 | 0 | 0 | 0 | 0 | 0 | 0 | 0 | 0 | No
Mass Electric | NE North | Merrimack Valley | Ballardvale 50 | Andover | 14-50L2 | Andover | N | 0 | 0 | 0 | 0 | Other | 0 | No | 0 | 0 | Other | Other | 0 | 0 | 0 | 0 | 0 | 0 | 0 | 0 | 0 | 0 | No
Mass Electric | NE North | Merrimack Valley | Ballardvale 50 | Andover | 14-50L3 | Andover | N | 0 | 0 | 0 | 0 | Other | 0 | No | 0 | 0 | Other | Other | 0 | 0 | 0 | 0 | 0 | 0 | 0 | 0 | 0 | 0 | No
Mass Electric | NE North | Merrimack Valley | Lawrence Street 53 | Lawrence | 14-53J1 | Lawrence | N | 0 | 0 | 0 | 0 | Other | 0 | No | 0 | 0 | Other | Other | 0 | 0 | 0 | 0 | 0 | 0 | 0 | 0 | 0 | 0 | No
Mass Electric | NE North | Merrimack Valley | Lawrence Street 53 | Lawrence | 14-53J2 | Lawrence | N | 0 | 0 | 0 | 0 | Other | 0 | No | 0 | 0 | Other | Other | 0 | 0 | 0 | 0 | 0 | 0 | 0 | 0 | 0 | 0 | No
Mass Electric | NE North | Merrimack Valley | Lawrence Street 53 | Lawrence | 14-53J3 | Lawrence | N | 0 | 0 | 0 | 0 | Other | 0 | No | 0 | 0 | Other | Other | 0 | 0 | 0 | 0 | 0 | 0 | 0 | 0 | 0 | 0 | No
Mass Electric | NE North | Merrimack Valley | Lawrence Street 53 | Lawrence | 14-53J4 | Lawrence, Methuen | N | 0 | 0 | 0 | 0 | Other | 0 | No | 0 | 0 | Other | Other | 0 | 0 | 0 | 0 | 0 | 0 | 0 | 0 | 0 | 0 | No
Mass Electric | NE North | Merrimack Valley | Lawrence Street 53 | Lawrence | 14-53J5 | Lawrence, Methuen | N | 0 | 0 | 0 | 0 | Other | 0 | No | 0 | 0 | Other | Other | 0 | 0 | 0 | 0 | 0 | 0 | 0 | 0 | 0 | 0 | No
Mass Electric | NE North | Merrimack Valley | Burtt Road 54 | Andover | 14-54L1 | Andover, Wilmington | N | 0 | 0 | 0 | 0 | Other | 0 | No | 0 | 0 | Other | Other | 0 | 0 | 0 | 0 | 0 | 0 | 0 | 0 | 0 | 0 | No
Mass Electric | NE North | Merrimack Valley | Burtt Road 54 | Andover | 14-54L2 | Andover | N | 0 | 0 | 0 | 0 | Other | 0 | No | 0 | 0 | Other | Other | 0 | 0 | 0 | 0 | 0 | 0 | 0 | 0 | 0 | 0 | No
Mass Electric | NE North | Merrimack Valley | Burtt Road 54 | Andover | 14-54L3 | Andover, North Andover | N | 0 | 0 | 0 | 0 | Other | 0 | No | 0 | 0 | Other | Other | 0 | 0 | 0 | 0 | 0 | 0 | 0 | 0 | 0 | 0 | No
Mass Electric | NE North | Merrimack Valley | Burtt Road 54 | Andover | 14-54L4 | Andover | N | 0 | 0 | 0 | 0 | Other | 0 | No | 0 | 0 | Other | Other | 0 | 0 | 0 | 0 | 0 | 0 | 0 | 0 | 0 | 0 | No
Mass Electric | NE North | Merrimack Valley | Dale Street 55 | North Andover | 14-55L1 | North Andover | N | 0 | 0 | 0 | 0 | Other | 0 | No | 0 | 0 | Other | Other | 0 | 0 | 0 | 0 | 0 | 0 | 0 | 0 | 0 | 0 | No
Mass Electric | NE North | Merrimack Valley | Dale Street 55 | North Andover | 14-55L2 | North Andover | N | 0 | 0 | 0 | 0 | Other | 0 | No | 0 | 0 | Other | Other | 0 | 0 | 0 | 0 | 0 | 0 | 0 | 0 | 0 | 0 | No
Mass Electric | NE North | Merrimack Valley | Woodchuck Hill 56 | North Andover | 14-56L1 | Andover, North Andover | N | 0 | 0 | 0 | 0 | Other | 0 | No | 0 | 0 | Other | Other | 0 | 0 | 0 | 0 | 0 | 0 | 0 | 0 | 0 | 0 | No
Mass Electric | NE North | Merrimack Valley | Woodchuck Hill 56 | North Andover | 14-56L2 | Boxford, North Andover | N | 0 | 0 | 0 | 0 | Other | 0 | No | 0 | 0 | Other | Other | 0 | 0 | 0 | 0 | 0 | 0 | 0 | 0 | 0 | 0 | No
Mass Electric | NE North | Merrimack Valley | Woodchuck Hill 56 | North Andover | 14-56L3 | Boxford, North Andover | N | 0 | 0 | 0 | 0 | Other | 0 | No | 0 | 0 | Other | Other | 0 | 0 | 0 | 0 | 0 | 0 | 0 | 0 | 0 | 0 | No
Mass Electric | NE North | Merrimack Valley | Westford 57 | Westford | 14-57L1 | Littleton, Westford | N | 0 | 0 | 0 | 0 | Other | 0 | No | 0 | 0 | Other | Other | 0 | 0 | 0 | 0 | 0 | 0 | 0 | 0 | 0 | 0 | No
Mass Electric | NE North | Merrimack Valley | Westford 57 | Westford | 14-57L2 | Tyngsborough, Westford | N | 0 | 0 | 0 | 0 | Other | 0 | No | 0 | 0 | Other | Other | 0 | 0 | 0 | 0 | 0 | 0 | 0 | 0 | 0 | 0 | No
Mass Electric | NE North | Merrimack Valley | Westford 57 | Westford | 14-57L3 | Dunstable, Littleton, Tyngsborough, Westford | N | 0 | 0 | 0 | 0 | Other | 0 | No | 0 | 0 | Other | Other | 0 | 0 | 0 | 0 | 0 | 0 | 0 | 0 | 0 | 0 | No
Mass Electric | NE North | Merrimack Valley | Westford 57 | Westford | 14-57L4 | Westford | N | 0 | 0 | 0 | 0 | Other | 0 | No | 0 | 0 | Other | Other | 0 | 0 | 0 | 0 | 0 | 0 | 0 | 0 | 0 | 0 | No
Mass Electric | NE North | Merrimack Valley | Boston Road 58 | Westford | 14-58L1 | Chelmsford, Westford | N | 0 | 0 | 0 | 0 | Other | 0 | No | 0 | 0 | Other | Other | 0 | 0 | 0 | 0 | 0 | 0 | 0 | 0 | 0 | 0 | No
Mass Electric | NE North | Merrimack Valley | Boston Road 58 | Westford | 14-58L2 | Chelmsford, Westford | N | 0 | 0 | 0 | 0 | Other | 0 | No | 0 | 0 | Other | Other | 0 | 0 | 0 | 0 | 0 | 0 | 0 | 0 | 0 | 0 | No
Mass Electric | NE North | Merrimack Valley | Boston Road 58 | Westford | 14-58L3 | Westford | N | 0 | 0 | 0 | 0 | Other | 0 | No | 0 | 0 | Other | Other | 0 | 0 | 0 | 0 | 0 | 0 | 0 | 0 | 0 | 0 | No
Mass Electric | NE North | Merrimack Valley | East Tewksbury 59 | Tewksbury | 14-59L1 | Andover, Tewksbury | N | 0 | 0 | 0 | 0 | Other | 0 | No | 0 | 0 | Other | Other | 0 | 0 | 0 | 0 | 0 | 0 | 0 | 0 | 0 | 0 | No
Mass Electric | NE North | Merrimack Valley | East Tewksbury 59 | Tewksbury | 14-59L2 | Andover, Tewksbury | N | 0 | 0 | 0 | 0 | Other | 0 | No | 0 | 0 | Other | Other | 0 | 0 | 0 | 0 | 0 | 0 | 0 | 0 | 0 | 0 | No
Mass Electric | NE North | Merrimack Valley | East Tewksbury 59 | Tewksbury | 14-59L3 | Andover, Tewksbury, Wilmington | N | 0 | 0 | 0 | 0 | Other | 0 | No | 0 | 0 | Other | Other | 0 | 0 | 0 | 0 | 0 | 0 | 0 | 0 | 0 | 0 | No
Mass Electric | NE North | Merrimack Valley | East Tewksbury 59 | Tewksbury | 14-59L4 | Andover, Tewksbury | N | 0 | 0 | 0 | 0 | Other | 0 | No | 0 | 0 | Other | Other | 0 | 0 | 0 | 0 | 0 | 0 | 0 | 0 | 0 | 0 | No
Mass Electric | NE North | Merrimack Valley | East Tewksbury 59 | Tewksbury | 14-59L5 | Andover, Tewksbury | N | 0 | 0 | 0 | 0 | Other | 0 | No | 0 | 0 | Other | Other | 0 | 0 | 0 | 0 | 0 | 0 | 0 | 0 | 0 | 0 | No
Mass Electric | NE North | Merrimack Valley | East Tewksbury 59 | Tewksbury | 14-59L6 | Andover, North Andover, Tewksbury | N | 0 | 0 | 0 | 0 | Other | 0 | No | 0 | 0 | Other | Other | 0 | 0 | 0 | 0 | 0 | 0 | 0 | 0 | 0 | 0 | No
Mass Electric | NE North | Merrimack Valley | Amesbury 5 | Amesbury | 14-5J11 | Amesbury | N | 0 | 0 | 0 | 0 | Other | 0 | No | 0 | 0 | Other | Other | 0 | 0 | 0 | 0 | 0 | 0 | 0 | 0 | 0 | 0 | No
Mass Electric | NE North | Merrimack Valley | Amesbury 5 | Amesbury | 14-5J12 | Amesbury | N | 0 | 0 | 0 | 0 | Other | 0 | No | 0 | 0 | Other | Other | 0 | 0 | 0 | 0 | 0 | 0 | 0 | 0 | 0 | 0 | No
Mass Electric | NE North | Merrimack Valley | Amesbury 5 | Amesbury | 14-5J13 | Amesbury | N | 0 | 0 | 0 | 0 | Other | 0 | No | 0 | 0 | Other | Other | 0 | 0 | 0 | 0 | 0 | 0 | 0 | 0 | 0 | 0 | No
Mass Electric | NE North | Merrimack Valley | Amesbury 5 | Amesbury | 14-5J14 | Amesbury | N | 0 | 0 | 0 | 0 | Other | 0 | No | 0 | 0 | Other | Other | 0 | 0 | 0 | 0 | 0 | 0 | 0 | 0 | 0 | 0 | No
Mass Electric | NE North | Merrimack Valley | Amesbury 5 | Amesbury | 14-5J15 | Amesbury | N | 0 | 0 | 0 | 0 | Other | 0 | No | 0 | 0 | Other | Other | 0 | 0 | 0 | 0 | 0 | 0 | 0 | 0 | 0 | 0 | No
Mass Electric | NE North | Merrimack Valley | Amesbury 5 | Amesbury | 14-5J16 | Amesbury | N | 0 | 0 | 0 | 0 | Other | 0 | No | 0 | 0 | Other | Other | 0 | 0 | 0 | 0 | 0 | 0 | 0 | 0 | 0 | 0 | No
Mass Electric | NE North | Merrimack Valley | Methuen 5 | Methuen | 14-5J40 | Methuen | N | 0 | 0 | 0 | 0 | Other | 0 | No | 0 | 0 | Other | Other | 0 | 0 | 0 | 0 | 0 | 0 | 0 | 0 | 0 | 0 | No
Mass Electric | NE North | Merrimack Valley | Methuen 5 | Methuen | 14-5J41 | Methuen | N | 0 | 0 | 0 | 0 | Other | 0 | No | 0 | 0 | Other | Other | 0 | 0 | 0 | 0 | 0 | 0 | 0 | 0 | 0 | 0 | No
Mass Electric | NE North | Merrimack Valley | Methuen 5 | Methuen | 14-5J42 | Methuen | N | 0 | 0 | 0 | 0 | Other | 0 | No | 0 | 0 | Other | Other | 0 | 0 | 0 | 0 | 0 | 0 | 0 | 0 | 0 | 0 | No
Mass Electric | NE North | Merrimack Valley | Methuen 5 | Methuen | 14-5J43 | Methuen | N | 0 | 0 | 0 | 0 | Other | 0 | No | 0 | 0 | Other | Other | 0 | 0 | 0 | 0 | 0 | 0 | 0 | 0 | 0 | 0 | No
Mass Electric | NE North | Merrimack Valley | Methuen 5 | Methuen | 14-5J44 | Methuen | N | 0 | 0 | 0 | 0 | Other | 0 | No | 0 | 0 | Other | Other | 0 | 0 | 0 | 0 | 0 | 0 | 0 | 0 | 0 | 0 | No
Mass Electric | NE North | Merrimack Valley | Methuen 5 | Methuen | 14-5J45 | Methuen | N | 0 | 0 | 0 | 0 | Other | 0 | No | 0 | 0 | Other | Other | 0 | 0 | 0 | 0 | 0 | 0 | 0 | 0 | 0 | 0 | No
Mass Electric | NE North | Merrimack Valley | Newbury 60 | Newbury | 14-60L1 | Newbury, Newburyport | N | 0 | 0 | 0 | 0 | Other | 0 | No | 0 | 0 | Other | Other | 0 | 0 | 0 | 0 | 0 | 0 | 0 | 0 | 0 | 0 | No
Mass Electric | NE North | Merrimack Valley | Newbury 60 | Newbury | 14-60L2 | Newbury | N | 0 | 0 | 0 | 0 | Other | 0 | No | 0 | 0 | Other | Other | 0 | 0 | 0 | 0 | 0 | 0 | 0 | 0 | 0 | 0 | No
Mass Electric | NE North | Merrimack Valley | Newbury 60 | Newbury | 14-60L3 | Newbury, Newburyport | N | 0 | 0 | 0 | 0 | Other | 0 | No | 0 | 0 | Other | Other | 0 | 0 | 0 | 0 | 0 | 0 | 0 | 0 | 0 | 0 | No
Mass Electric | NE North | Merrimack Valley | Newbury 60 | Newbury | 14-60L4 | Newbury, Newburyport | N | 0 | 0 | 0 | 0 | Other | 0 | No | 0 | 0 | Other | Other | 0 | 0 | 0 | 0 | 0 | 0 | 0 | 0 | 0 | 0 | No
Mass Electric | NE North | Merrimack Valley | South Union St 61 | Lawrence | 14-61L1 | Lawrence | N | 0 | 0 | 0 | 0 | Other | 0 | No | 0 | 0 | Other | Other | 0 | 0 | 0 | 0 | 0 | 0 | 0 | 0 | 0 | 0 | No
Mass Electric | NE North | Merrimack Valley | South Union St 61 | Lawrence | 14-61L2 | Andover, Lawrence, North Andover | N | 0 | 0 | 0 | 0 | Other | 0 | No | 0 | 0 | Other | Other | 0 | 0 | 0 | 0 | 0 | 0 | 0 | 0 | 0 | 0 | No
Mass Electric | NE North | Merrimack Valley | South Union St 61 | Lawrence | 14-61L3 | Andover, Lawrence | N | 0 | 0 | 0 | 0 | Other | 0 | No | 0 | 0 | Other | Other | 0 | 0 | 0 | 0 | 0 | 0 | 0 | 0 | 0 | 0 | No
Mass Electric | NE North | Merrimack Valley | River Road 62 | Andover | 14-62L2 | Andover | N | 0 | 0 | 0 | 0 | Other | 0 | No | 0 | 0 | Other | Other | 0 | 0 | 0 | 0 | 0 | 0 | 0 | 0 | 0 | 0 | No
Mass Electric | NE North | Merrimack Valley | West Methuen 63 | Methuen | 14-63L1 | Lawrence, Methuen | N | 0 | 0 | 0 | 0 | Other | 0 | No | 0 | 0 | Other | Other | 0 | 0 | 0 | 0 | 0 | 0 | 0 | 0 | 0 | 0 | No
Mass Electric | NE North | Merrimack Valley | West Methuen 63 | Methuen | 14-63L2 | Methuen | N | 0 | 0 | 0 | 0 | Other | 0 | No | 0 | 0 | Other | Other | 0 | 0 | 0 | 0 | 0 | 0 | 0 | 0 | 0 | 0 | No
Mass Electric | NE North | Merrimack Valley | East Bradford 65 | Haverhill | 14-65L1 | Haverhill | N | 0 | 0 | 0 | 0 | Other | 0 | No | 0 | 0 | Other | Other | 0 | 0 | 0 | 0 | 0 | 0 | 0 | 0 | 0 | 0 | No
Mass Electric | NE North | Merrimack Valley | East Bradford 65 | Haverhill | 14-65L3 | Boxford, Haverhill | N | 0 | 0 | 0 | 0 | Other | 0 | No | 0 | 0 | Other | Other | 0 | 0 | 0 | 0 | 0 | 0 | 0 | 0 | 0 | 0 | No
Mass Electric | NE North | Merrimack Valley | Hillside 66 | Amesbury | 14-66L1 | Amesbury | N | 0 | 0 | 0 | 0 | Other | 0 | No | 0 | 0 | Other | Other | 0 | 0 | 0 | 0 | 0 | 0 | 0 | 0 | 0 | 0 | No
Mass Electric | NE North | Merrimack Valley | Hillside 66 | Amesbury | 14-66L2 | Amesbury | N | 0 | 0 | 0 | 0 | Other | 0 | No | 0 | 0 | Other | Other | 0 | 0 | 0 | 0 | 0 | 0 | 0 | 0 | 0 | 0 | No
Mass Electric | NE North | Merrimack Valley | North Lawrence 6 | Lawrence | 14-6J1 | Lawrence | N | 0 | 0 | 0 | 0 | Other | 0 | No | 0 | 0 | Other | Other | 0 | 0 | 0 | 0 | 0 | 0 | 0 | 0 | 0 | 0 | No
Mass Electric | NE North | Merrimack Valley | North Lawrence 6 | Lawrence | 14-6J2 | Lawrence | N | 0 | 0 | 0 | 0 | Other | 0 | No | 0 | 0 | Other | Other | 0 | 0 | 0 | 0 | 0 | 0 | 0 | 0 | 0 | 0 | No
Mass Electric | NE North | Merrimack Valley | North Lawrence 6 | Lawrence | 14-6J3 | Lawrence | N | 0 | 0 | 0 | 0 | Other | 0 | No | 0 | 0 | Other | Other | 0 | 0 | 0 | 0 | 0 | 0 | 0 | 0 | 0 | 0 | No
Mass Electric | NE North | Merrimack Valley | North Lawrence 6 | Lawrence | 14-6J4 | Lawrence | N | 0 | 0 | 0 | 0 | Other | 0 | No | 0 | 0 | Other | Other | 0 | 0 | 0 | 0 | 0 | 0 | 0 | 0 | 0 | 0 | No
Mass Electric | NE North | Merrimack Valley | North Lawrence 6 | Lawrence | 14-6J5 | Lawrence | N | 0 | 0 | 0 | 0 | Other | 0 | No | 0 | 0 | Other | Other | 0 | 0 | 0 | 0 | 0 | 0 | 0 | 0 | 0 | 0 | No
Mass Electric | NE North | Merrimack Valley | North Lawrence 6 | Lawrence | 14-6J6 | Lawrence | N | 0 | 0 | 0 | 0 | Other | 0 | No | 0 | 0 | Other | Other | 0 | 0 | 0 | 0 | 0 | 0 | 0 | 0 | 0 | 0 | No
Mass Electric | NE North | Merrimack Valley | North Lawrence 6 | Lawrence | 14-6J8 | Lawrence, Methuen | N | 0 | 0 | 0 | 0 | Other | 0 | No | 0 | 0 | Other | Other | 0 | 0 | 0 | 0 | 0 | 0 | 0 | 0 | 0 | 0 | No
Mass Electric | NE North | Merrimack Valley | Billerica 70 | Billerica | 14-70L1 | Billerica, Lowell, Tewksbury | N | 0 | 0 | 0 | 0 | Other | 0 | No | 0 | 0 | Other | Other | 0 | 0 | 0 | 0 | 0 | 0 | 0 | 0 | 0 | 0 | No
Mass Electric | NE North | Merrimack Valley | Billerica 70 | Billerica | 14-70L2 | Billerica | N | 0 | 0 | 0 | 0 | Other | 0 | No | 0 | 0 | Other | Other | 0 | 0 | 0 | 0 | 0 | 0 | 0 | 0 | 0 | 0 | No
Mass Electric | NE North | Merrimack Valley | Billerica 70 | Billerica | 14-70L3 | Billerica, Chelmsford, Lowell | N | 0 | 0 | 0 | 0 | Other | 0 | No | 0 | 0 | Other | Other | 0 | 0 | 0 | 0 | 0 | 0 | 0 | 0 | 0 | 0 | No
Mass Electric | NE North | Merrimack Valley | Billerica 70 | Billerica | 14-70L4 | Billerica | N | 0 | 0 | 0 | 0 | Other | 0 | No | 0 | 0 | Other | Other | 0 | 0 | 0 | 0 | 0 | 0 | 0 | 0 | 0 | 0 | No
Mass Electric | NE North | Merrimack Valley | Billerica 70 | Billerica | 14-70L5 | Billerica | N | 0 | 0 | 0 | 0 | Other | 0 | No | 0 | 0 | Other | Other | 0 | 0 | 0 | 0 | 0 | 0 | 0 | 0 | 0 | 0 | No
Mass Electric | NE North | Merrimack Valley | Billerica 70 | Billerica | 14-70L6 | Billerica | N | 0 | 0 | 0 | 0 | Other | 0 | No | 0 | 0 | Other | Other | 0 | 0 | 0 | 0 | 0 | 0 | 0 | 0 | 0 | 0 | No
Mass Electric | NE North | Merrimack Valley | Billerica 70 | Billerica | 14-70L8 | Billerica, Tewksbury | N | 0 | 0 | 0 | 0 | Other | 0 | No | 0 | 0 | Other | Other | 0 | 0 | 0 | 0 | 0 | 0 | 0 | 0 | 0 | 0 | No
Mass Electric | NE North | Merrimack Valley | North Andover Jct 71 | North Andover | 14-71L1 | Andover, Lawrence, North Andover | N | 0 | 0 | 0 | 0 | Other | 0 | No | 0 | 0 | Other | Other | 0 | 0 | 0 | 0 | 0 | 0 | 0 | 0 | 0 | 0 | No
Mass Electric | NE North | Merrimack Valley | North Andover Jct 71 | North Andover | 14-71L3 | North Andover | N | 0 | 0 | 0 | 0 | Other | 0 | No | 0 | 0 | Other | Other | 0 | 0 | 0 | 0 | 0 | 0 | 0 | 0 | 0 | 0 | No
Mass Electric | NE North | Merrimack Valley | West Chelmsford 73 | Chelmsford | 14-73L1 | Chelmsford, Westford | N | 0 | 0 | 0 | 0 | Other | 0 | No | 0 | 0 | Other | Other | 0 | 0 | 0 | 0 | 0 | 0 | 0 | 0 | 0 | 0 | No
Mass Electric | NE North | Merrimack Valley | West Chelmsford 73 | Chelmsford | 14-73L2 | Chelmsford, Westford | N | 0 | 0 | 0 | 0 | Other | 0 | No | 0 | 0 | Other | Other | 0 | 0 | 0 | 0 | 0 | 0 | 0 | 0 | 0 | 0 | No
Mass Electric | NE North | Merrimack Valley | East Methuen 74 | Methuen | 14-74L1 | Haverhill, Methuen | N | 0 | 0 | 0 | 0 | Other | 0 | No | 0 | 0 | Other | Other | 0 | 0 | 0 | 0 | 0 | 0 | 0 | 0 | 0 | 0 | No
Mass Electric | NE North | Merrimack Valley | East Methuen 74 | Methuen | 14-74L2 | Methuen | N | 0 | 0 | 0 | 0 | Other | 0 | No | 0 | 0 | Other | Other | 0 | 0 | 0 | 0 | 0 | 0 | 0 | 0 | 0 | 0 | No
Mass Electric | NE North | Merrimack Valley | East Methuen 74 | Methuen | 14-74L3 | Lawrence, Methuen | N | 0 | 0 | 0 | 0 | Other | 0 | No | 0 | 0 | Other | Other | 0 | 0 | 0 | 0 | 0 | 0 | 0 | 0 | 0 | 0 | No
Mass Electric | NE North | Merrimack Valley | East Methuen 74 | Methuen | 14-74L4 | Lawrence, Methuen | N | 0 | 0 | 0 | 0 | Other | 0 | No | 0 | 0 | Other | Other | 0 | 0 | 0 | 0 | 0 | 0 | 0 | 0 | 0 | 0 | No
Mass Electric | NE North | Merrimack Valley | East Methuen 74 | Methuen | 14-74L5 | Haverhill, Methuen | N | 0 | 0 | 0 | 0 | Other | 0 | No | 0 | 0 | Other | Other | 0 | 0 | 0 | 0 | 0 | 0 | 0 | 0 | 0 | 0 | No
Mass Electric | NE North | Merrimack Valley | East Methuen 74 | Methuen | 14-74L6 | Lawrence, Methuen | N | 0 | 0 | 0 | 0 | Other | 0 | No | 0 | 0 | Other | Other | 0 | 0 | 0 | 0 | 0 | 0 | 0 | 0 | 0 | 0 | No
Mass Electric | NE North | Merrimack Valley | East Dracut 75 | Dracut | 14-75L1 | Dracut, Lowell | N | 0 | 0 | 0 | 0 | Other | 0 | No | 0 | 0 | Other | Other | 0 | 0 | 0 | 0 | 0 | 0 | 0 | 0 | 0 | 0 | No
Mass Electric | NE North | Merrimack Valley | East Dracut 75 | Dracut | 14-75L2 | Andover, Dracut, Lowell, Tewksbury | N | 0 | 0 | 0 | 0 | Other | 0 | No | 0 | 0 | Other | Other | 0 | 0 | 0 | 0 | 0 | 0 | 0 | 0 | 0 | 0 | No
Mass Electric | NE North | Merrimack Valley | East Dracut 75 | Dracut | 14-75L3 | Dracut, Methuen | N | 0 | 0 | 0 | 0 | Other | 0 | No | 0 | 0 | Other | Other | 0 | 0 | 0 | 0 | 0 | 0 | 0 | 0 | 0 | 0 | No
Mass Electric | NE North | Merrimack Valley | East Dracut 75 | Dracut | 14-75L4 | Dracut, Methuen | N | 0 | 0 | 0 | 0 | Other | 0 | No | 0 | 0 | Other | Other | 0 | 0 | 0 | 0 | 0 | 0 | 0 | 0 | 0 | 0 | No
Mass Electric | NE North | Merrimack Valley | East Dracut 75 | Dracut | 14-75L5 | Dracut, Lowell | N | 0 | 0 | 0 | 0 | Other | 0 | No | 0 | 0 | Other | Other | 0 | 0 | 0 | 0 | 0 | 0 | 0 | 0 | 0 | 0 | No
Mass Electric | NE North | Merrimack Valley | East Dracut 75 | Dracut | 14-75L6 | Dracut, Methuen | N | 0 | 0 | 0 | 0 | Other | 0 | No | 0 | 0 | Other | Other | 0 | 0 | 0 | 0 | 0 | 0 | 0 | 0 | 0 | 0 | No
Mass Electric | NE North | Merrimack Valley | Whittier 76 | Haverhill | 14-76L1 | Haverhill | N | 0 | 0 | 0 | 0 | Other | 0 | No | 0 | 0 | Other | Other | 0 | 0 | 0 | 0 | 0 | 0 | 0 | 0 | 0 | 0 | No
Mass Electric | NE North | Merrimack Valley | Whittier 76 | Haverhill | 14-76L3 | Haverhill | N | 0 | 0 | 0 | 0 | Other | 0 | No | 0 | 0 | Other | Other | 0 | 0 | 0 | 0 | 0 | 0 | 0 | 0 | 0 | 0 | No
Mass Electric | NE North | Merrimack Valley | Boulevard 77 | Lowell | 14-77L1 | Lowell | N | 0 | 0 | 0 | 0 | Other | 0 | No | 0 | 0 | Other | Other | 0 | 0 | 0 | 0 | 0 | 0 | 0 | 0 | 0 | 0 | No
Mass Electric | NE North | Merrimack Valley | Boulevard 77 | Lowell | 14-77L2 | Lowell | N | 0 | 0 | 0 | 0 | Other | 0 | No | 0 | 0 | Other | Other | 0 | 0 | 0 | 0 | 0 | 0 | 0 | 0 | 0 | 0 | No
Mass Electric | NE North | Merrimack Valley | Boulevard 77 | Lowell | 14-77L3 | Lowell, Tyngsborough | N | 0 | 0 | 0 | 0 | Other | 0 | No | 0 | 0 | Other | Other | 0 | 0 | 0 | 0 | 0 | 0 | 0 | 0 | 0 | 0 | No
Mass Electric | NE North | Merrimack Valley | North Dracut 78 | Dracut | 14-78L1 | Dracut | N | 0 | 0 | 0 | 0 | Other | 0 | No | 0 | 0 | Other | Other | 0 | 0 | 0 | 0 | 0 | 0 | 0 | 0 | 0 | 0 | No
Mass Electric | NE North | Merrimack Valley | North Dracut 78 | Dracut | 14-78L3 | Dracut | N | 0 | 0 | 0 | 0 | Other | 0 | No | 0 | 0 | Other | Other | 0 | 0 | 0 | 0 | 0 | 0 | 0 | 0 | 0 | 0 | No
Mass Electric | NE North | Merrimack Valley | North Dracut 78 | Dracut | 14-78L9 | Dracut | N | 0 | 0 | 0 | 0 | Other | 0 | No | 0 | 0 | Other | Other | 0 | 0 | 0 | 0 | 0 | 0 | 0 | 0 | 0 | 0 | No
Mass Electric | NE North | Merrimack Valley | North Andover 7 | North Andover | 14-7J1 | North Andover | N | 0 | 0 | 0 | 0 | Other | 0 | No | 0 | 0 | Other | Other | 0 | 0 | 0 | 0 | 0 | 0 | 0 | 0 | 0 | 0 | No
Mass Electric | NE North | Merrimack Valley | North Andover 7 | North Andover | 14-7J2 | North Andover | N | 0 | 0 | 0 | 0 | Other | 0 | No | 0 | 0 | Other | Other | 0 | 0 | 0 | 0 | 0 | 0 | 0 | 0 | 0 | 0 | No
Mass Electric | NE North | Merrimack Valley | North Andover 7 | North Andover | 14-7J3 | North Andover | N | 0 | 0 | 0 | 0 | Other | 0 | No | 0 | 0 | Other | Other | 0 | 0 | 0 | 0 | 0 | 0 | 0 | 0 | 0 | 0 | No
Mass Electric | NE North | Merrimack Valley | North Andover 7 | North Andover | 14-7J4 | North Andover | N | 0 | 0 | 0 | 0 | Other | 0 | No | 0 | 0 | Other | Other | 0 | 0 | 0 | 0 | 0 | 0 | 0 | 0 | 0 | 0 | No
Mass Electric | NE North | Merrimack Valley | Beach Road 7 | Salisbury | 14-7L1 | Salisbury | N | 0 | 0 | 0 | 0 | Other | 0 | No | 0 | 0 | Other | Other | 0 | 0 | 0 | 0 | 0 | 0 | 0 | 0 | 0 | 0 | No
Mass Electric | NE North | Merrimack Valley | Beach Road 7 | Salisbury | 14-7L2 | Salisbury | N | 0 | 0 | 0 | 0 | Other | 0 | No | 0 | 0 | Other | Other | 0 | 0 | 0 | 0 | 0 | 0 | 0 | 0 | 0 | 0 | No
Mass Electric | NE North | Merrimack Valley | Beach Road 7 | Salisbury | 14-7L4 | Salisbury | N | 0 | 0 | 0 | 0 | Other | 0 | No | 0 | 0 | Other | Other | 0 | 0 | 0 | 0 | 0 | 0 | 0 | 0 | 0 | 0 | No
Mass Electric | NE North | Merrimack Valley | West Andover 8 | Andover | 14-8L1 | Andover, Lawrence | N | 0 | 0 | 0 | 0 | Other | 0 | No | 0 | 0 | Other | Other | 0 | 0 | 0 | 0 | 0 | 0 | 0 | 0 | 0 | 0 | No
Mass Electric | NE North | Merrimack Valley | West Andover 8 | Andover | 14-8L2 | Andover, Lawrence, Methuen | N | 0 | 0 | 0 | 0 | Other | 0 | No | 0 | 0 | Other | Other | 0 | 0 | 0 | 0 | 0 | 0 | 0 | 0 | 0 | 0 | No
Mass Electric | NE North | Merrimack Valley | West Andover 8 | Andover | 14-8L3 | Andover, Lawrence | N | 0 | 0 | 0 | 0 | Other | 0 | No | 0 | 0 | Other | Other | 0 | 0 | 0 | 0 | 0 | 0 | 0 | 0 | 0 | 0 | No
Mass Electric | NE North | Merrimack Valley | West Andover 8 | Andover | 14-8T1 | Andover, Lawrence | N | 0 | 0 | 0 | 0 | Other | 0 | No | 0 | 0 | Other | Other | 0 | 0 | 0 | 0 | 0 | 0 | 0 | 0 | 0 | 0 | No
Mass Electric | NE North | Merrimack Valley | West Andover 8 | Andover | 14-8T2 | Andover, Lawrence | N | 0 | 0 | 0 | 0 | Other | 0 | No | 0 | 0 | Other | Other | 0 | 0 | 0 | 0 | 0 | 0 | 0 | 0 | 0 | 0 | No
Mass Electric | NE North | Merrimack Valley | Pinehurst 92 | Billerica | 14-92L1 | Billerica | N | 0 | 0 | 0 | 0 | Other | 0 | No | 0 | 0 | Other | Other | 0 | 0 | 0 | 0 | 0 | 0 | 0 | 0 | 0 | 0 | No
Mass Electric | NE North | Merrimack Valley | Pinehurst 92 | Billerica | 14-92L2 | Billerica | N | 0 | 0 | 0 | 0 | Other | 0 | No | 0 | 0 | Other | Other | 0 | 0 | 0 | 0 | 0 | 0 | 0 | 0 | 0 | 0 | No
Mass Electric | NE North | Merrimack Valley | Pinehurst 92 | Billerica | 14-92L3 | Billerica | N | 0 | 0 | 0 | 0 | Other | 0 | No | 0 | 0 | Other | Other | 0 | 0 | 0 | 0 | 0 | 0 | 0 | 0 | 0 | 0 | No
Mass Electric | NE North | Merrimack Valley | Pinehurst 92 | Billerica | 14-92L4 | Billerica | N | 0 | 0 | 0 | 0 | Other | 0 | No | 0 | 0 | Other | Other | 0 | 0 | 0 | 0 | 0 | 0 | 0 | 0 | 0 | 0 | No
Mass Electric | NE North | Merrimack Valley | Pinehurst 92 | Billerica | 14-92L6 | Billerica | N | 0 | 0 | 0 | 0 | Other | 0 | No | 0 | 0 | Other | Other | 0 | 0 | 0 | 0 | 0 | 0 | 0 | 0 | 0 | 0 | No
Mass Electric | NE North | Merrimack Valley | Chelmsford 9 | Chelmsford | 14-9J1 | Chelmsford | N | 0 | 0 | 0 | 0 | Other | 0 | No | 0 | 0 | Other | Other | 0 | 0 | 0 | 0 | 0 | 0 | 0 | 0 | 0 | 0 | No
Mass Electric | NE North | Merrimack Valley | Chelmsford 9 | Chelmsford | 14-9J2 | Chelmsford | N | 0 | 0 | 0 | 0 | Other | 0 | No | 0 | 0 | Other | Other | 0 | 0 | 0 | 0 | 0 | 0 | 0 | 0 | 0 | 0 | No
Mass Electric | NE North | Merrimack Valley | Chelmsford 9 | Chelmsford | 14-9J3 | Chelmsford | N | 0 | 0 | 0 | 0 | Other | 0 | No | 0 | 0 | Other | Other | 0 | 0 | 0 | 0 | 0 | 0 | 0 | 0 | 0 | 0 | No
Mass Electric | NE North | Merrimack Valley | Reading 12 | Andover | 14-FD12H1 | Andover | N | 0 | 0 | 0 | 0 | Other | 0 | No | 0 | 0 | Other | Other | 0 | 0 | 0 | 0 | 0 | 0 | 0 | 0 | 0 | 0 | No
TOTALS | [7 empty] | 0 | 0 | 0 | 0 |  | 5 |  | 0 | 0 |  |  | 0 | 4 | 0 | 2 | 0 | 0 | 0 | 0 | 7 | 0 | 0
NOTES
Data in entry cells of template is for reference only and should be overwritten with actual Company provided data. Please add rows for each additional substation/feeder as necessary.
(1) For each feeder reported, identify all cities and towns (separated by commas) where customers served by the feeder are located.
(2) Enter "Y" for a feeder that is included in an Annual Report for the first time or "N" for a feeder that was included in a previous Annual Report.
(3) For each substation reported, include a row that identifies all grid modernization technologies deployed at the substation level.
(4) For each cell I7 through AC7, please populate cells with: (i) a number, (ii) Yes/No, or (iii) other (provide explanation).

## 3. Feeder Status
| Feeder Status |  | Company Name | National Grid
|  |  | Plan Year | 2019
This table presents the required format for the reporting of the following information at the feeder/substation level:
(1) Feeder Characteristics
(2) Feeder Grid Modernization Capability at End of Plan Year
(3) DER Interconnections | [121 empty] | Leave blank
(4) EV Charging Infrastructure( Eversource only)
(5) Performance Metrics
x
Feeder/Substation Identification & Location | [7 empty] | Feeder Characteristics | [7 empty] | Feeder Grid Modernization Capability at End of Plan Year |  | DER Interconnections (7) | [78 empty] | Eversource EV Charging Infrastructure | [7 empty] | State-Wide Performance Metrics | [26 empty] | Company-Specific Performance Metrics
[18 empty] | # of DER Facilities | [25 empty] | Nominal DER Capacity (in kW) | [26 empty] | Estimated Annual DER Energy Output (in kWh) | [33 empty] | VVO-Related | [11 empty] | DMS-Power Flow and Control Capabilities |  | Control Functions |  |  | Customers Benefitting from GMP Investments |  | Reliability-Related - Outage Duration and Frequency | [7 empty] | Eversource |  |  | National Grid |  | Unitil
[18 empty] | DER Type 1 Bio Gas] |  | DER Type 2 [Diesel] |  | DER Type 3 [Fuel Oil] |  | DER Type 4 [Hydro] |  | DER Type 5 [Landfill Gas] |  | DER Type 6 [Methane] |  | DER Type 7 [Natural Gas] |  | DER Type 8 [Propane] |  | DER Type 9 [Solar] |  | DER Type 10 [Solar and Battery] |  | DER Type 11 [Wind] |  | DER Type 12 [Energy Storage] |  | Total (All DER Types) |  | DER Type 1 [Bio Gas] |  | DER Type 2 [Diesel] |  | DER Type 3 [Fuel Oil] |  | DER Type 4 [Hydro] |  | DER Type 5 [Landfill Gas] |  | DER Type 6 [Methane] |  | DER Type 7 [Natural Gas] |  | DER Type 8 [Propane] |  | DER Type 9 [Solar] |  | DER Type 10 [Solar and Battery] |  | DER Type 11 [Wind] |  | DER Type 12 [Energy Storage] |  | Total (All DER Types) |  | % DER Capacity to Peak Demand | DER Type 1 [Bio Gas] |  | DER Type 2 [Diesel] |  | DER Type 3 [Fuel Oil] |  | DER Type 4 [Hydro] |  | DER Type 5 [Landfill Gas] |  | DER Type 6 [Methane] |  | DER Type 7 [Natural Gas] |  | DER Type 8 [Propane] |  | DER Type 9 [Solar] |  | DER Type 10 [Solar and Battery] |  | DER Type 11 [Wind] |  | DER Type 12 [Energy Storage} |  | Total (All DER Types) | [28 empty] | Outage Duration and Frequency | [7 empty] | Advanced Load Flow Milestone | Average Protective Zone Size |  | Main Line Customer Minutes of Interruption
Company Name | Division Name | District Name | Substation Name | Substation Location (City/Town) | Feeder ID | Feeder Location (Cities/Towns) (1) | Initial Inclusion of Feeder in Report (Y/N) (2) | Feeder Type (Overhead/ Underground) | System Voltage (in kV) | Feeder Capacity Rating (in MVA) | Feeder Length (in miles) | Current Customers Count | Annual Energy Delivered (in kWh) | Annual Energy Delivered (Metered/ Estimated) (4) | Annual Peak Load (MVA) | Automation Capability (Full/Partial/No) (5) | VVO Capability (Full/Partial/No) (6) | Total # of Facilities Interconnected on Feeder | # of Customer-Owned Facilities Interconnected on Feeder | Total # of Facilities Interconnected on Feeder | # of Customer-Owned Facilities Interconnected on Feeder | Total # of Facilities Interconnected on Feeder | # of Customer-Owned Facilities Interconnected on Feeder | Total # of Facilities Interconnected on Feeder | # of Customer-Owned Facilities Interconnected on Feeder | Total # of Facilities Interconnected on Feeder | # of Customer-Owned Facilities Interconnected on Feeder | Total # of Facilities Interconnected on Feeder | # of Customer-Owned Facilities Interconnected on Feeder | Total # of Facilities Interconnected on Feeder | # of Customer-Owned Facilities Interconnected on Feeder | Total # of Facilities Interconnected on Feeder | # of Customer-Owned Facilities Interconnected on Feeder | Total # of Facilities Interconnected on Feeder | # of Customer-Owned Facilities Interconnected on Feeder | Total # of Facilities Interconnected on Feeder | # of Customer-Owned Facilities Interconnected on Feeder | Total # of Facilities Interconnected on Feeder | # of Customer-Owned Facilities Interconnected on Feeder | Total # of Facilities Interconnected on Feeder | # of Customer-Owned Facilities Interconnected on Feeder | Total # of DER Facilities Interconnected on Feeder | # of Customer-Owned DER Facilities Interconnected on Feeder | Nominal Capacity of All Facilities Interconnected on Feeder (in kW) | Nominal Capacity of Customer-Owned Facilities Interconnected on Feeder (in kW) | Nominal Capacity of All Facilities Interconnected on Feeder (in kW) | Nominal Capacity of Customer-Owned Facilities Interconnected on Feeder (in kW) | Nominal Capacity of All Facilities Interconnected on Feeder (in kW) | Nominal Capacity of Customer-Owned Facilities Interconnected on Feeder (in kW) | Nominal Capacity of All Facilities Interconnected on Feeder (in kW) | Nominal Capacity of Customer-Owned Facilities Interconnected on Feeder (in kW) | Nominal Capacity of All Facilities Interconnected on Feeder (in kW) | Nominal Capacity of Customer-Owned Facilities Interconnected on Feeder (in kW) | Nominal Capacity of All Facilities Interconnected on Feeder (in kW) | Nominal Capacity of Customer-Owned Facilities Interconnected on Feeder (in kW) | Nominal Capacity of All Facilities Interconnected on Feeder (in kW) | Nominal Capacity of Customer-Owned Facilities Interconnected on Feeder (in kW) | Nominal Capacity of All Facilities Interconnected on Feeder (in kW) | Nominal Capacity of Customer-Owned Facilities Interconnected on Feeder (in kW) | Nominal Capacity of All Facilities Interconnected on Feeder (in kW) | Nominal Capacity of Customer-Owned Facilities Interconnected on Feeder (in kW) | Nominal Capacity of All Facilities Interconnected on Feeder (in kW) | Nominal Capacity of Customer-Owned Facilities Interconnected on Feeder (in kW) | Nominal Capacity of All Facilities Interconnected on Feeder (in kW) | Nominal Capacity of Customer-Owned Facilities Interconnected on Feeder (in kW) | Nominal Capacity of All Facilities Interconnected on Feeder (in kW) | Nominal Capacity of Customer-Owned Facilities Interconnected on Feeder (in kW) | Nominal Capacity of All Facilities Interconnected on Feeder (in kW) | Nominal Capacity of Customer-Owned Facilities Interconnected on Feeder (kW) | Total Nominal Capacity (all DER types)/Feeder Peak Demand | Annual Energy Output of All Facilities Interconnected on Feeder (in kWh) | Annual Energy Output of Customer-Owned Facilities Interconnected on Feeder (in kWh) | Annual Energy Output of All Facilities Interconnected on Feeder (in kWh) | Annual Energy Output of Customer-Owned Facilities Interconnected on Feeder (in kWh) | Annual Energy Output of All Facilities Interconnected on Feeder (in kWh) | Annual Energy Output of Customer-Owned Facilities Interconnected on Feeder (in kWh) | Annual Energy Output of All Facilities Interconnected on Feeder (in kWh) | Annual Energy Output of Customer-Owned Facilities Interconnected on Feeder (in kWh) | Annual Energy Output of All Facilities Interconnected on Feeder (in kWh) | Annual Energy Output of Customer-Owned Facilities Interconnected on Feeder (in kWh) | Annual Energy Output of All Facilities Interconnected on Feeder (in kWh) | Annual Energy Output of Customer-Owned Facilities Interconnected on Feeder (in kWh) | Annual Energy Output of All Facilities Interconnected on Feeder (in kWh) | Annual Energy Output of Customer-Owned Facilities Interconnected on Feeder (in kWh) | Annual Energy Output of All Facilities Interconnected on Feeder (in kWh) | Annual Energy Output of Customer-Owned Facilities Interconnected on Feeder (in kWh) | Annual Energy Output of All Facilities Interconnected on Feeder (in kWh) | Annual Energy Output of Customer-Owned Facilities Interconnected on Feeder (in kWh) | Annual Energy Output of All Facilities Interconnected on Feeder (in kWh) | Annual Energy Output of Customer-Owned Facilities Interconnected on Feeder (in kWh) | Annual Energy Output of All Facilities Interconnected on Feeder (in kWh) | Annual Energy Output of Customer-Owned Facilities Interconnected on Feeder (in kWh) | Annual Energy Output of All Facilities Interconnected on Feeder (in kWh) | Annual Energy Output of Customer-Owned Facilities Interconnected on Feeder (in kWh) | Annual Energy Output of All Facilities Interconnected on Feeder (in kWh) | Annual Energy Output of Customer-Owned Facilities Interconnected on Feeder (in kWh) | # of Charging Sites Activated | # of Charging Ports Activated | Locations of Charging Sites (Towns/Cities) | # of Level 2 Charging Ports | Total Capacity of Level 2 Charging Ports (kW) | # of DCFC Charging Ports | Total Capacity of DCFC Charging Ports (kw) | Types of Charging Sites (e.g. public site, work place, MUD, EJ community) | Annual Energy Delivered w/o VVO (kWh) | Annual Energy Saving w/ VVO (kWh) | Annual Peak Load w/o VVO (MVA) | Annual Peak Load Reduction w/ VVO (MVA) | Distribution Losses w/o VVO (kWh) | Reduction of Distribution Losses w/VVO (kWh) | Power Factor w/o VVO | Power Factor w/ VVO | GHG Emissions w/o VVO (metric tons) | Reduction of GHG Emissions w/ VVO (metric tons) | # of Voltage Complaints, Plan Year | Change in # of Voltage Complaints (Baseline minus Plan Year) (8) | DMS Power Flow Capabilities (Y/N) (9) | # of Customers Benefiting from DMS Power Flow Capability | Control Function Implemented (Y/N) (10) | Type of Control Function(s) Implemented | # of Customers Benefitting from Control Function | # of Customers Benefiting from DA Devices | Types of DA Devices Benefiting Customers | Feeder Level SAIDI w/Excludable Major Events, Plan Year | Change in Feeder Level SAIDI w/Excludable Major Events (Baseline minus Plan Year) (11) | Feeder Level SAIDI w/o Excludable Major Events, Plan Year | Change in Feeder Level SAIDI w/o Excludable Major Events (Baseline minus Plan Year) (11) | Feeder Level SAIFI w/Excludable Major Events, Plan Year | Change in Feeder Level SAIFI w/Excludable Major Events (Baseline minus Plan Year) (11) | Feeder Level SAIFI, Plan Year, w/o Excludable Major Events | Change in Feeder Level SAIFI w/o Excludable Major Events (Baseline minus Plan Year) (11) | Advanced Load Flow (Static, Semi-Auto 1, Semi-Auto 2, Full) (12) | Average Protective Zone Size, Plan Year (in # customers) (13) | Change in Average Protective Zone Size (Baseline minus Plan Year) (14) | Customer Minutes of Interruption, Plan Year (15) | Change in Customer Minutes of Interruption (Baseline minus Plan Year) (16) | Customer Minutes Saved, Plan Year (17)
Mass Electric | NE North | Central | Lashaway 525 | North Brookfield | 01-0012 | North Brookfield | N | OH | 23 | 10.44 | 2.4706 | 1 | 5536.32 | Estimated | 1.58 | Partial | No | [24 empty] | 0 | 0 | [24 empty] | 0 | 0 | 0% | 0 | 0 | 0 | 0 | 0 | 0 | 0 | 0 | 0 | 0 | 0 | 0 | 0 | 0 | 0 | 0 | 0 | 0 | 0 | 0 | 0 | 0 | 0 | 0 | 0 | 0 | [8 empty] | 5536.32 |  | 1.58 | [9 empty] | N |  | N |  |  |  |  | 0 | 49.3333 | 0 | 49.3333 | 0 | 0.66667 | 0 | 0.66667 |  |  |  | 0 | 49.3333
Mass Electric | NE North | Central | Rena Street 10 | Worcester | 01-10J323 | Worcester | N | OH | 4.16 | 2.7092 | 6.3693 | 748.5833 | 5021.288 | Metered | 2.0943 | Partial | No | [16 empty] | 7 | 7 | [6 empty] | 7 | 7 | [16 empty] | 199.75 | 199.75 | [6 empty] | 199.75 | 199.75 | 9.538% | 0 | 0 | 0 | 0 | 0 | 0 | 0 | 0 | 0 | 0 | 0 | 0 | 0 | 0 | 0 | 0 | 234474.54 | 234474.54 | 0 | 0 | 0 | 0 | 0 | 0 | 234474.54 | 234474.54 | [8 empty] | 5021.288 |  | 2.0943 | [9 empty] | N |  | N |  |  |  |  | 1.0099 | 43.873 | 1.0099 | 43.873 | 1.0099 | -0.30994 | 1.0099 | -0.30994 |  |  |  | 0 | 0
Mass Electric | NE North | Central | Rena Street 10 | Worcester | 01-10J366 | Worcester | N | OH | 4.16 | 2.2985 | 6.7659 | 1165.4167 | 4346.093 | Metered | 1.8205 | Partial | No | [16 empty] | 7 | 7 | [6 empty] | 7 | 7 | [16 empty] | 29.76 | 29.76 | [6 empty] | 29.76 | 29.76 | 1.635% | 0 | 0 | 0 | 0 | 0 | 0 | 0 | 0 | 0 | 0 | 0 | 0 | 0 | 0 | 0 | 0 | 34933.4784 | 34933.4784 | 0 | 0 | 0 | 0 | 0 | 0 | 34933.4784 | 34933.4784 | [8 empty] | 4346.093 |  | 1.8205 | [9 empty] | N |  | N |  |  |  |  | 89.2634 | -35.926 | 88.377 | -42.1236 | 1.5239 | -0.75934 | 1.5059 | -0.74622 |  |  |  | 0 | 15939.3333
Mass Electric | NE North | Central | Rena Street 10 | Worcester | 01-10J383 | Worcester | N | Mixed | 4.16 | 2.1976 | 8.8977 | 893.1667 | 3635.822 | Metered | 2.2601 | Partial | No | [16 empty] | 28 | 28 | [6 empty] | 28 | 28 | [16 empty] | 233.8 | 233.8 | [6 empty] | 233.8 | 233.8 | 10.34% | 0 | 0 | 0 | 0 | 0 | 0 | 0 | 0 | 0 | 0 | 0 | 0 | 0 | 0 | 0 | 0 | 274443.792 | 274443.792 | 0 | 0 | 0 | 0 | 0 | 0 | 274443.792 | 274443.792 | [8 empty] | 3635.822 |  | 2.2601 | [9 empty] | N |  | N |  |  |  |  | 325.264 | -174.6904 | 325.264 | -174.6904 | 1.4779 | -0.36028 | 1.4779 | -0.36028 |  |  |  | 0 | 33851.6667
Mass Electric | NE North | Central | Faraday Street 11 | Worcester | 01-11J314 | Worcester | N | OH | 4.16 | 1.895 | 5.4311 | 431.4167 | 5154.036 | Metered | 1.2825 | Partial | No | [16 empty] | 1 | 1 | [6 empty] | 1 | 1 | [16 empty] | 6.4 | 6.4 | [6 empty] | 6.4 | 6.4 | 0.499% | 0 | 0 | 0 | 0 | 0 | 0 | 0 | 0 | 0 | 0 | 0 | 0 | 0 | 0 | 0 | 0 | 7512.576 | 7512.576 | 0 | 0 | 0 | 0 | 0 | 0 | 7512.576 | 7512.576 | [8 empty] | 5154.036 |  | 1.2825 | [9 empty] | N |  | N |  |  |  |  | 0 | 146.5151 | 0 | 113.5386 | 0 | 0.66543 | 0 | 0.64239 |  |  |  | 0 | 37482.6667
Mass Electric | NE North | Central | Faraday Street 11 | Worcester | 01-11J325 | Worcester | N | OH | 4.16 | 1.0808 | 1.8218 | 278.1667 | 4107.63 | Metered | 0.74695 | Partial | No | [24 empty] | 0 | 0 | [24 empty] | 0 | 0 | 0% | 0 | 0 | 0 | 0 | 0 | 0 | 0 | 0 | 0 | 0 | 0 | 0 | 0 | 0 | 0 | 0 | 0 | 0 | 0 | 0 | 0 | 0 | 0 | 0 | 0 | 0 | [8 empty] | 4107.63 |  | 0.74695 | [9 empty] | N |  | N |  |  |  |  | 0 | 0.53333 | 0 | 0.53333 | 0 | 0.0074074 | 0 | 0.0074074 |  |  |  | 0 | 0
Mass Electric | NE North | Central | Faraday Street 11 | Worcester | 01-11J330 | Worcester | N | OH | 4.16 | 2.0535 | 3.6962 | 440 | 6537.866 | Metered | 1.2729 | Partial | No | [24 empty] | 0 | 0 | [24 empty] | 0 | 0 | 0% | 0 | 0 | 0 | 0 | 0 | 0 | 0 | 0 | 0 | 0 | 0 | 0 | 0 | 0 | 0 | 0 | 0 | 0 | 0 | 0 | 0 | 0 | 0 | 0 | 0 | 0 | [8 empty] | 6537.866 |  | 1.2729 | [9 empty] | N |  | N |  |  |  |  | 241.7795 | 72.9693 | 241.7795 | 72.9693 | 0.32727 | 0.71956 | 0.32727 | 0.71956 |  |  |  | 0 | 130827.6667
Mass Electric | NE North | Central | Faraday Street 11 | Worcester | 01-11J331 | Worcester | N | OH | 4.16 | 2.5579 | 6.0572 | 1191.6667 | 9094.657 | Metered | 1.8229 | Partial | No | [24 empty] | 0 | 0 | [24 empty] | 0 | 0 | 0% | 0 | 0 | 0 | 0 | 0 | 0 | 0 | 0 | 0 | 0 | 0 | 0 | 0 | 0 | 0 | 0 | 0 | 0 | 0 | 0 | 0 | 0 | 0 | 0 | 0 | 0 | [8 empty] | 9094.657 |  | 1.8229 | [9 empty] | N |  | N |  |  |  |  | 283.9687 | -111.4606 | 283.9687 | -158.5404 | 1.4249 | -0.30563 | 1.4249 | -0.64038 |  |  |  | 142220 | -36291.6667
Mass Electric | NE North | Central | Faraday Street 11 | Worcester | 01-11J332 | Worcester | N | Mixed | 4.16 | 2.5579 | 2.8203 | 627.4167 | 7586.732 | Metered | 1.5131 | Partial | No | [24 empty] | 0 | 0 | [24 empty] | 0 | 0 | 0% | 0 | 0 | 0 | 0 | 0 | 0 | 0 | 0 | 0 | 0 | 0 | 0 | 0 | 0 | 0 | 0 | 0 | 0 | 0 | 0 | 0 | 0 | 0 | 0 | 0 | 0 | [8 empty] | 7586.732 |  | 1.5131 | [9 empty] | N |  | N |  |  |  |  | 1.1603 | 46.4419 | 1.1603 | 45.6385 | 0.02072 | 0.093628 | 0.02072 | 0.093074 |  |  |  | 0 | 0
Mass Electric | NE North | Central | Faraday Street 11 | Worcester | 01-11J333 | Worcester | N | OH | 4.16 | 2.0103 | 2.3312 | 56.75 | 2353.944 | Metered | 0.5356 | Partial | No | [24 empty] | 0 | 0 | [24 empty] | 0 | 0 | 0% | 0 | 0 | 0 | 0 | 0 | 0 | 0 | 0 | 0 | 0 | 0 | 0 | 0 | 0 | 0 | 0 | 0 | 0 | 0 | 0 | 0 | 0 | 0 | 0 | 0 | 0 | [8 empty] | 2353.944 |  | 0.5356 | [9 empty] | N |  | N |  |  |  |  | 0 | 0 | 0 | 0 | 0 | 0 | 0 | 0 |  |  |  | 0 | 0
Mass Electric | NE North | Central | Faraday Street 11 | Worcester | 01-11J334 | Worcester | N | OH | 4.16 | 2.5363 | 5.3744 | 1081.1667 | 11533.763 | Metered | 2.0775 | Partial | No | [16 empty] | 5 | 5 | [6 empty] | 5 | 5 | [16 empty] | 30.6 | 30.6 | [6 empty] | 30.6 | 30.6 | 1.473% | 0 | 0 | 0 | 0 | 0 | 0 | 0 | 0 | 0 | 0 | 0 | 0 | 0 | 0 | 0 | 0 | 35919.504 | 35919.504 | 0 | 0 | 0 | 0 | 0 | 0 | 35919.504 | 35919.504 | [8 empty] | 11533.763 |  | 2.0775 | [9 empty] | N |  | N |  |  |  |  | 50.9755 | 6.3248 | 50.9755 | 2.9518 | 0.088793 | 0.07047 | 0.088793 | 0.068618 |  |  |  | 34626 | -16566
Mass Electric | NE North | Central | Faraday Street 11 | Worcester | 01-11J346 | Worcester | N | OH | 4.16 | 2.4426 | 4.9742 | 473.5833 | 6981.932 | Metered | 1.1529 | Partial | No | [16 empty] | 3 | 3 | [6 empty] | 3 | 3 | [16 empty] | 17.6 | 17.6 | [6 empty] | 17.6 | 17.6 | 1.527% | 0 | 0 | 0 | 0 | 0 | 0 | 0 | 0 | 0 | 0 | 0 | 0 | 0 | 0 | 0 | 0 | 20659.584 | 20659.584 | 0 | 0 | 0 | 0 | 0 | 0 | 20659.584 | 20659.584 | [8 empty] | 6981.932 |  | 1.1529 | [9 empty] | N |  | N |  |  |  |  | 0 | 333.3398 | 0 | 332.8732 | 0 | 0.54199 | 0 | 0.54147 |  |  |  | 0 | 182494
Mass Electric | NE North | Central | Faraday Street 11 | Worcester | 01-11J347 | Worcester | N | OH | 4.16 | 2.212 | 5.0591 | 1035.1667 | 8810.762 | Metered | 1.4651 | Partial | No | [16 empty] | 8 | 8 | [6 empty] | 8 | 8 | [16 empty] | 46.64 | 46.64 | [6 empty] | 46.64 | 46.64 | 3.183% | 0 | 0 | 0 | 0 | 0 | 0 | 0 | 0 | 0 | 0 | 0 | 0 | 0 | 0 | 0 | 0 | 54747.8976 | 54747.8976 | 0 | 0 | 0 | 0 | 0 | 0 | 54747.8976 | 54747.8976 | [8 empty] | 8810.762 |  | 1.4651 | [9 empty] | N |  | N |  |  |  |  | 5.4494 | 223.4636 | 5.4494 | 72.706 | 0.016422 | 0.63072 | 0.016422 | 0.54115 |  |  |  | 0 | 34970
Mass Electric | NE North | Central | Faraday Street 11 | Worcester | 01-11J351 | Worcester | N | Mixed | 4.16 | 1.8229 | 7.5788 | 490.0833 | 4901.252 | Metered | 1.3186 | Partial | No | [16 empty] | 14 | 14 | 1 | 1 |  |  |  |  | 15 | 15 | [16 empty] | 79.74 | 79.74 | 7.6 | 7.6 |  |  |  |  | 87.34 | 87.34 | 6.624% | 0 | 0 | 0 | 0 | 0 | 0 | 0 | 0 | 0 | 0 | 0 | 0 | 0 | 0 | 0 | 0 | 93602.0016 | 93602.0016 | 8921.184 | 8921.184 | 0 | 0 | 0 | 0 | 102523.1856 | 102523.1856 | [8 empty] | 4901.252 |  | 1.3186 | [9 empty] | N |  | N |  |  |  |  | 140.9883 | 69.9528 | 140.9883 | 2.1091 | 0.22037 | 0.33923 | 0.22037 | 0.31367 |  |  |  | 50502 | 1020.6667
Mass Electric | NE North | Central | Faraday Street 11 | Worcester | 01-11J354 | Worcester | N | Mixed | 4.16 | 2.5147 | 6.9612 | 979.5833 | 8110.264 | Metered | 1.7197 | Partial | No | [16 empty] | 34 | 34 | [6 empty] | 34 | 34 | [16 empty] | 192.21 | 192.21 | [6 empty] | 192.21 | 192.21 | 11.18% | 0 | 0 | 0 | 0 | 0 | 0 | 0 | 0 | 0 | 0 | 0 | 0 | 0 | 0 | 0 | 0 | 225623.7864 | 225623.7864 | 0 | 0 | 0 | 0 | 0 | 0 | 225623.7864 | 225623.7864 | [8 empty] | 8110.264 |  | 1.7197 | [9 empty] | N |  | N |  |  |  |  | 290.0478 | -247.1234 | 290.0478 | -247.7986 | 2.2928 | -2.1058 | 2.2928 | -2.1065 |  |  |  | 173484 | -143012
Mass Electric | NE North | Central | Faraday Street 11 | Worcester | 01-11J357 | Worcester | N | OH | 4.16 | 2.1616 | 3.8076 | 168.0833 | 6165.165 | Metered | 2.0655 | Partial | No | [24 empty] | 0 | 0 | [24 empty] | 0 | 0 | 0% | 0 | 0 | 0 | 0 | 0 | 0 | 0 | 0 | 0 | 0 | 0 | 0 | 0 | 0 | 0 | 0 | 0 | 0 | 0 | 0 | 0 | 0 | 0 | 0 | 0 | 0 | [8 empty] | 6165.165 |  | 2.0655 | [9 empty] | N |  | N |  |  |  |  | 186.7169 | -177.1604 | 186.7169 | -177.1604 | 0.17253 | -0.12822 | 0.17253 | -0.12822 |  |  |  | 0 | 238.3333
Mass Electric | NE North | Central | Millbrook Street 12 | Worcester | 01-12J376 | Worcester | N | OH | 4.16 | 2.9398 | 2.9737 | 270.9167 | 2356.4316 | Estimated | 0.6725 | No | No | [16 empty] | 9 | 9 | [6 empty] | 9 | 9 | [16 empty] | 90.82 | 90.82 | [6 empty] | 90.82 | 90.82 | 13.5% | 0 | 0 | 0 | 0 | 0 | 0 | 0 | 0 | 0 | 0 | 0 | 0 | 0 | 0 | 0 | 0 | 106608.1488 | 106608.1488 | 0 | 0 | 0 | 0 | 0 | 0 | 106608.1488 | 106608.1488 | [8 empty] | 2356.4316 |  | 0.6725 | [9 empty] | N |  | N |  |  |  |  | 14.008 | 50.6988 | 12.2953 | 50.3411 | 0.17718 | 0.147 | 0.17349 | 0.14943 |  |  |  | 0 | 14867.6667
Mass Electric | NE North | Central | Millbrook Street 12 | Worcester | 01-12J377 | Worcester | N | OH | 4.16 | 2.6948 | 7.6941 | 562.9167 | 6295.0386 | Estimated | 1.7965 | No | No | [16 empty] | 9 | 9 | [6 empty] | 9 | 9 | [16 empty] | 46.28 | 46.28 | [6 empty] | 46.28 | 46.28 | 2.576% | 0 | 0 | 0 | 0 | 0 | 0 | 0 | 0 | 0 | 0 | 0 | 0 | 0 | 0 | 0 | 0 | 54325.3152 | 54325.3152 | 0 | 0 | 0 | 0 | 0 | 0 | 54325.3152 | 54325.3152 | [8 empty] | 6295.0386 |  | 1.7965 | [9 empty] | N |  | N |  |  |  |  | 181.9843 | -139.1837 | 181.9843 | -139.1837 | 0.68571 | -0.44687 | 0.68571 | -0.44687 |  |  |  | 0 | 7375
Mass Electric | NE North | Central | Millbrook Street 12 | Worcester | 01-12J378 | Worcester | N | Mixed | 4.16 | 2.0031 | 5.1331 | 828.6667 | 4460.3883 | Estimated | 1.2729 | No | No | [16 empty] | 9 | 9 | [6 empty] | 9 | 9 | [16 empty] | 50.35 | 50.35 | [6 empty] | 50.35 | 50.35 | 3.955% | 0 | 0 | 0 | 0 | 0 | 0 | 0 | 0 | 0 | 0 | 0 | 0 | 0 | 0 | 0 | 0 | 59102.844 | 59102.844 | 0 | 0 | 0 | 0 | 0 | 0 | 59102.844 | 59102.844 | [8 empty] | 4460.3883 |  | 1.2729 | [9 empty] | N |  | N |  |  |  |  | 191.3616 | -71.0956 | 191.3616 | -71.2827 | 1.0161 | -0.57378 | 1.0161 | -0.57418 |  |  |  | 157502 | -86807.3333
Mass Electric | NE North | Central | Millbrook Street 12 | Worcester | 01-12J391 | Worcester | N | Mixed | 4.16 | 2.6516 | 0.48939 | 20 | 2693.0646 | Estimated | 0.76857 | No | No | [16 empty] | 1 | 1 | [6 empty] | 1 | 1 | [16 empty] | 120 | 120 | [6 empty] | 120 | 120 | 15.61% | 0 | 0 | 0 | 0 | 0 | 0 | 0 | 0 | 0 | 0 | 0 | 0 | 0 | 0 | 0 | 0 | 140860.8 | 140860.8 | 0 | 0 | 0 | 0 | 0 | 0 | 140860.8 | 140860.8 | [8 empty] | 2693.0646 |  | 0.76857 | [9 empty] | N |  | N |  |  |  |  | 0 | 153.9683 | 0 | 153.9683 | 0 | 0.31746 | 0 | 0.31746 |  |  |  | 0 | 0
Mass Electric | NE North | Central | Brooks Street 13 | Worcester | 01-13J350 | Worcester | N | Mixed | 4.16 | 2.3345 | 2.2648 | 344.25 | 3071.7769 | Estimated | 0.87665 | No | No | [16 empty] | 5 | 5 | [6 empty] | 5 | 5 | [16 empty] | 26.18 | 26.18 | [6 empty] | 26.18 | 26.18 | 2.986% | 0 | 0 | 0 | 0 | 0 | 0 | 0 | 0 | 0 | 0 | 0 | 0 | 0 | 0 | 0 | 0 | 30731.1312 | 30731.1312 | 0 | 0 | 0 | 0 | 0 | 0 | 30731.1312 | 30731.1312 | [8 empty] | 3071.7769 |  | 0.87665 | [9 empty] | N |  | N |  |  |  |  | 76.7611 | -42.5855 | 76.7611 | -43.6918 | 3.9971 | -3.6542 | 3.9971 | -3.6561 |  |  |  | 26387 | -15235
Mass Electric | NE North | Central | Brooks Street 13 | Worcester | 01-13J358 | Worcester | N | Mixed | 4.16 | 2.4282 | 4.2934 | 894.0833 | 4662.3682 | Estimated | 1.3306 | No | No | [16 empty] | 25 | 25 | [6 empty] | 25 | 25 | [16 empty] | 157.42 | 157.42 | [6 empty] | 157.42 | 157.42 | 11.83% | 0 | 0 | 0 | 0 | 0 | 0 | 0 | 0 | 0 | 0 | 0 | 0 | 0 | 0 | 0 | 0 | 184785.8928 | 184785.8928 | 0 | 0 | 0 | 0 | 0 | 0 | 184785.8928 | 184785.8928 | [8 empty] | 4662.3682 |  | 1.3306 | [9 empty] | N |  | N |  |  |  |  | 118.9844 | -50.9919 | 118.9844 | -51.4888 | 3.04 | -2.6988 | 3.04 | -2.6992 |  |  |  | 102941 | -43012
Mass Electric | NE North | Central | Squantum Street 14 | Worcester | 01-14J367 | Worcester | N | Mixed | 4.16 | 2.5939 | 3.8502 | 581.3333 | 3904.9437 | Estimated | 1.1144 | No | No | [16 empty] | 26 | 26 | [6 empty] | 26 | 26 | [16 empty] | 130.08 | 130.08 | [6 empty] | 130.08 | 130.08 | 11.67% | 0 | 0 | 0 | 0 | 0 | 0 | 0 | 0 | 0 | 0 | 0 | 0 | 0 | 0 | 0 | 0 | 152693.1072 | 152693.1072 | 0 | 0 | 0 | 0 | 0 | 0 | 152693.1072 | 152693.1072 | [8 empty] | 3904.9437 |  | 1.1144 | [9 empty] | N |  | N |  |  |  |  | 0.28899 | 92.8335 | 0 | 91.15 | 0.0017202 | 0.35339 | 0 | 0.35396 |  |  |  | 0 | 50458.3333
Mass Electric | NE North | Central | Squantum Street 14 | Worcester | 01-14J368 | Worcester | N | Mixed | 4.16 | 2.9398 | 5.0712 | 439.25 | 2937.1236 | Estimated | 0.83822 | No | No | [16 empty] | 19 | 19 | [6 empty] | 19 | 19 | [16 empty] | 353.65 | 353.65 | [6 empty] | 353.65 | 353.65 | 42.19% | 0 | 0 | 0 | 0 | 0 | 0 | 0 | 0 | 0 | 0 | 0 | 0 | 0 | 0 | 0 | 0 | 415128.516 | 415128.516 | 0 | 0 | 0 | 0 | 0 | 0 | 415128.516 | 415128.516 | [8 empty] | 2937.1236 |  | 0.83822 | [9 empty] | N |  | N |  |  |  |  | 181.901 | -152.8172 | 181.901 | -152.8172 | 1.0359 | -0.93283 | 1.0359 | -0.93283 |  |  |  | 74868 | -66413
Mass Electric | NE North | Central | Lincoln Plaza 15 | Worcester | 01-15J392 | Worcester | N | OH | 4.16 | 2.9398 | 6.3189 | 846.1667 | 6151.9696 | Estimated | 1.7557 | No | No | [16 empty] | 22 | 22 | [6 empty] | 22 | 22 | [16 empty] | 167.13 | 167.13 | [6 empty] | 167.13 | 167.13 | 9.519% | 0 | 0 | 0 | 0 | 0 | 0 | 0 | 0 | 0 | 0 | 0 | 0 | 0 | 0 | 0 | 0 | 196183.8792 | 196183.8792 | 0 | 0 | 0 | 0 | 0 | 0 | 196183.8792 | 196183.8792 | [8 empty] | 6151.9696 |  | 1.7557 | [9 empty] | N |  | N |  |  |  |  | 1.0991 | 53.4813 | 1.0991 | 53.4813 | 0.011818 | 0.52027 | 0.011818 | 0.52027 |  |  |  | 0 | 0
Mass Electric | NE North | Central | Salisbury St 16 | Worcester | 01-16J1 | Worcester | N | Mixed | 4.16 | 2.0175 | 3.753 | 241.0833 | 2019.7985 | Estimated | 0.57643 | No | No | [16 empty] | 6 | 6 | [6 empty] | 6 | 6 | [16 empty] | 30.8 | 30.8 | [6 empty] | 30.8 | 30.8 | 5.343% | 0 | 0 | 0 | 0 | 0 | 0 | 0 | 0 | 0 | 0 | 0 | 0 | 0 | 0 | 0 | 0 | 36154.272 | 36154.272 | 0 | 0 | 0 | 0 | 0 | 0 | 36154.272 | 36154.272 | [8 empty] | 2019.7985 |  | 0.57643 | [9 empty] | N |  | N |  |  |  |  | 110.3851 | -57.7247 | 110.3851 | -61.041 | 1.4269 | 0.033254 | 1.4269 | -0.027211 |  |  |  | 0 | 8556
Mass Electric | NE North | Central | Salisbury St 16 | Worcester | 01-16J2 | Worcester | N | Mixed | 4.16 | 2.0031 | 4.0422 | 193.75 | 2861.3812 | Estimated | 0.8166 | No | No | [16 empty] | 3 | 3 | [6 empty] | 3 | 3 | [16 empty] | 39.6 | 39.6 | [6 empty] | 39.6 | 39.6 | 4.849% | 0 | 0 | 0 | 0 | 0 | 0 | 0 | 0 | 0 | 0 | 0 | 0 | 0 | 0 | 0 | 0 | 46484.064 | 46484.064 | 0 | 0 | 0 | 0 | 0 | 0 | 46484.064 | 46484.064 | [8 empty] | 2861.3812 |  | 0.8166 | [9 empty] | N |  | N |  |  |  |  | 632.9445 | -551.5749 | 632.9445 | -555.069 | 1.2077 | 0.35397 | 1.2077 | 0.34201 |  |  |  | 0 | 7193
Mass Electric | NE North | Central | Salisbury St 16 | Worcester | 01-16J3 | Worcester | N | UG | 4.16 | 2.6372 | 0.078788 | 1 | 5512.3667 | Estimated | 1.5732 | No | No | [12 empty] | 1 | 1 | [10 empty] | 1 | 1 | [12 empty] | 170 | 170 | [10 empty] | 170 | 170 | 10.81% | 0 | 0 | 0 | 0 | 0 | 0 | 0 | 0 | 0 | 0 | 0 | 0 | 857779.2 | 857779.2 | 0 | 0 | 0 | 0 | 0 | 0 | 0 | 0 | 0 | 0 | 857779.2 | 857779.2 | [8 empty] | 5512.3667 |  | 1.5732 | [9 empty] | N |  | N |  |  |  |  | 55 | -18 | 55 | -18 | 1 | 0.33333 | 1 | 0.33333 |  |  |  | 0 | 37
Mass Electric | NE North | Central | Marion Ave 18 | Worcester | 01-18J394 | Worcester | N | Mixed | 4.16 | 2.0968 | 4.8087 | 883.8333 | 4931.6746 | Estimated | 1.4074 | No | No | [16 empty] | 28 | 28 | 1 | 1 |  |  |  |  | 29 | 29 | [16 empty] | 195.14 | 195.14 | 7.6 | 7.6 |  |  |  |  | 202.74 | 202.74 | 14.4% | 0 | 0 | 0 | 0 | 0 | 0 | 0 | 0 | 0 | 0 | 0 | 0 | 0 | 0 | 0 | 0 | 229063.1376 | 229063.1376 | 8921.184 | 8921.184 | 0 | 0 | 0 | 0 | 237984.3216 | 237984.3216 | [8 empty] | 4931.6746 |  | 1.4074 | [9 empty] | N |  | N |  |  |  |  | 79.8782 | -70.7335 | 78.7863 | -69.7913 | 0.18669 | -0.14429 | 0.18556 | -0.14354 |  |  |  | 0 | 0
Mass Electric | NE North | Central | Tatnuck 1 | Worcester | 01-1J362 | Worcester | N | Mixed | 4.16 | 2.2481 | 0.7697 | 112.25 | 841.5827 | Estimated | 0.24018 | No | No | [24 empty] | 0 | 0 | [24 empty] | 0 | 0 | 0% | 0 | 0 | 0 | 0 | 0 | 0 | 0 | 0 | 0 | 0 | 0 | 0 | 0 | 0 | 0 | 0 | 0 | 0 | 0 | 0 | 0 | 0 | 0 | 0 | 0 | 0 | [8 empty] | 841.5827 |  | 0.24018 | [9 empty] | N |  | N |  |  |  |  | 372.2673 | -339.1745 | 372.2673 | -339.1745 | 1.1492 | -0.95793 | 1.1492 | -0.95793 |  |  |  | 41787 | -41787
Mass Electric | NE North | Central | Tatnuck 1 | Worcester | 01-1J363 | Worcester | N | Mixed | 4.16 | 2.6948 | 6.3042 | 692.4167 | 4931.6746 | Estimated | 1.4074 | No | No | [16 empty] | 22 | 22 | [6 empty] | 22 | 22 | [16 empty] | 227.99 | 227.99 | [6 empty] | 227.99 | 227.99 | 16.2% | 0 | 0 | 0 | 0 | 0 | 0 | 0 | 0 | 0 | 0 | 0 | 0 | 0 | 0 | 0 | 0 | 267623.7816 | 267623.7816 | 0 | 0 | 0 | 0 | 0 | 0 | 267623.7816 | 267623.7816 | [8 empty] | 4931.6746 |  | 1.4074 | [9 empty] | N |  | N |  |  |  |  | 107.3978 | -8.2718 | 107.3978 | -19.65 | 0.14298 | 0.27077 | 0.14298 | 0.25977 |  |  |  | 0 | 0
Mass Electric | NE North | Central | Tatnuck 1 | Worcester | 01-1J369 | Worcester | N | Mixed | 4.16 | 2.7236 | 6.0377 | 714.8333 | 6059.3955 | Estimated | 1.7293 | No | No | [16 empty] | 21 | 21 | [6 empty] | 21 | 21 | [16 empty] | 127.17 | 127.17 | [6 empty] | 127.17 | 127.17 | 7.354% | 0 | 0 | 0 | 0 | 0 | 0 | 0 | 0 | 0 | 0 | 0 | 0 | 0 | 0 | 0 | 0 | 149277.2328 | 149277.2328 | 0 | 0 | 0 | 0 | 0 | 0 | 149277.2328 | 149277.2328 | [8 empty] | 6059.3955 |  | 1.7293 | [9 empty] | N |  | N |  |  |  |  | 244.8151 | -234.4681 | 243.5155 | -234.554 | 0.31056 | -0.26242 | 0.30916 | -0.26196 |  |  |  | 168311 | -168311
Mass Electric | NE North | Central | Tatnuck 1 | Worcester | 01-1J370 | Worcester | N | Mixed | 4.16 | 2.7668 | 3.917 | 417 | 1767.3237 | Estimated | 0.50437 | No | No | [16 empty] | 11 | 11 | [6 empty] | 11 | 11 | [16 empty] | 73.62 | 73.62 | [6 empty] | 73.62 | 73.62 | 14.6% | 0 | 0 | 0 | 0 | 0 | 0 | 0 | 0 | 0 | 0 | 0 | 0 | 0 | 0 | 0 | 0 | 86418.1008 | 86418.1008 | 0 | 0 | 0 | 0 | 0 | 0 | 86418.1008 | 86418.1008 | [8 empty] | 1767.3237 |  | 0.50437 | [9 empty] | N |  | N |  |  |  |  | 799.3909 | -272.3784 | 799.3909 | -272.3784 | 0.67626 | 1.0997 | 0.67626 | 1.0997 |  |  |  | 258580 | -108043
Mass Electric | NE North | Central | Tatnuck 1 | Worcester | 01-1J390 | Worcester | N | Mixed | 4.16 | 2.3706 | 1.5727 | 82.0833 | 2541.5798 | Estimated | 0.72534 | No | No | [16 empty] | 4 | 4 | [6 empty] | 4 | 4 | [16 empty] | 25.45 | 25.45 | [6 empty] | 25.45 | 25.45 | 3.509% | 0 | 0 | 0 | 0 | 0 | 0 | 0 | 0 | 0 | 0 | 0 | 0 | 0 | 0 | 0 | 0 | 29874.228 | 29874.228 | 0 | 0 | 0 | 0 | 0 | 0 | 29874.228 | 29874.228 | [8 empty] | 2541.5798 |  | 0.72534 | [9 empty] | N |  | N |  |  |  |  | 1571.5371 | -1277.9021 | 1571.5371 | -1277.9021 | 2.4122 | -1.5266 | 2.4122 | -1.5266 |  |  |  | 128997 | -101797
Mass Electric | NE North | Central | Ayer 201 | Ayer | 01-201W1 | Ayer, Groton, Shirley | N | OH | 13.8 | 2.7668 | 18.0824 | 1188 | 31826.392 | Estimated | 9.0829 | Partial | No | [16 empty] | 64 | 63 | 1 | 1 |  |  |  |  | 65 | 64 | [16 empty] | 5253.27 | 4261.47 | 0 | 0 |  |  |  |  | 5253.27 | 4261.47 | 57.84% | 0 | 0 | 0 | 0 | 0 | 0 | 0 | 0 | 0 | 0 | 0 | 0 | 0 | 0 | 0 | 0 | 6166498.4568 | 5002283.9448 | 0 | 0 | 0 | 0 | 0 | 0 | 6166498.4568 | 5002283.9448 | [8 empty] | 31826.392 |  | 9.0829 | [9 empty] | N |  | N |  |  |  |  | 141.3392 | 336.2162 | 137.83 | 38.7297 | 1.0556 | 0.6943 | 1.0463 | 0.39042 |  |  |  | 158536 | 17681.6667
Mass Electric | NE North | Central | Ayer 201 | Ayer | 01-201W2 | Ayer, Bolton, Harvard | N | Mixed | 13.8 | 11.7838 | 108.3752 | 3381.5 | 34841.5239 | Estimated | 9.9434 | No | No | [16 empty] | 234 | 234 | 2 | 2 |  |  |  |  | 236 | 236 | [16 empty] | 3044.713 | 3044.713 | 22 | 22 |  |  |  |  | 3066.713 | 3066.713 | 30.84% | 0 | 0 | 0 | 0 | 0 | 0 | 0 | 0 | 0 | 0 | 0 | 0 | 0 | 0 | 0 | 0 | 3574005.9079 | 3574005.9079 | 25824.48 | 25824.48 | 0 | 0 | 0 | 0 | 3599830.3879 | 3599830.3879 | [8 empty] | 34841.5239 |  | 9.9434 | [9 empty] | N |  | N |  |  |  |  | 1099.2568 | -653.3838 | 1085.8631 | -763.9722 | 2.0949 | -0.17146 | 1.9255 | -0.13563 |  |  |  | 3515855 | -2806203.6667
Mass Electric | NE North | Central | Ayer 201 | Ayer | 01-201W3 | Ayer | N | Mixed | 13.8 | 11.7838 | 19.5184 | 1385.8333 | 38861.6997 | Estimated | 11.0907 | No | No | [16 empty] | 77 | 77 | [6 empty] | 77 | 77 | [16 empty] | 527.825 | 527.825 | [6 empty] | 527.825 | 527.825 | 4.759% | 0 | 0 | 0 | 0 | 0 | 0 | 0 | 0 | 0 | 0 | 0 | 0 | 0 | 0 | 0 | 0 | 619582.098 | 619582.098 | 0 | 0 | 0 | 0 | 0 | 0 | 619582.098 | 619582.098 | [8 empty] | 38861.6997 |  | 11.0907 | [9 empty] | N |  | N |  |  |  |  | 205.4829 | 142.1685 | 197.9322 | -46.2329 | 0.93157 | 0.29234 | 0.90848 | -0.016252 |  |  |  | 264696 | -73732.6667
Mass Electric | NE North | Central | Ayer 201 | Ayer | 01-201W4 | Ayer, Groton, Pepperell, Shirley | N | OH | 13.8 | 8.8199 | 16.5455 | 560.9167 | 18425.8059 | Estimated | 5.2585 | Partial | No | [12 empty] | 1 | 1 |  |  | 44 | 44 | [6 empty] | 45 | 45 | [12 empty] | 5600 | 5600 |  |  | 306.75 | 306.75 | [6 empty] | 5906.75 | 5906.75 | 112.3% | 0 | 0 | 0 | 0 | 0 | 0 | 0 | 0 | 0 | 0 | 0 | 0 | 28256256 | 28256256 | 0 | 0 | 360075.42 | 360075.42 | 0 | 0 | 0 | 0 | 0 | 0 | 28616331.42 | 28616331.42 | [8 empty] | 18425.8059 |  | 5.2585 | [9 empty] | N |  | N |  |  |  |  | 159.0272 | 200.0147 | 159.0272 | -7.9024 | 0.40648 | 0.30964 | 0.40648 | 0.16725 |  |  |  | 27828 | 32428.3333
Mass Electric | NE North | Central | Litchfield St 207 | Leominster | 01-207W1 | Leominster | N | OH | 13.8 | 12.1902 | 9.9604 | 2061.6667 | 21406.766 | Metered | 3.4658 | Partial | No | [16 empty] | 47 | 47 | [6 empty] | 47 | 47 | [16 empty] | 291.53 | 291.53 | [6 empty] | 291.53 | 291.53 | 8.412% | 0 | 0 | 0 | 0 | 0 | 0 | 0 | 0 | 0 | 0 | 0 | 0 | 0 | 0 | 0 | 0 | 342209.5752 | 342209.5752 | 0 | 0 | 0 | 0 | 0 | 0 | 342209.5752 | 342209.5752 | [8 empty] | 21406.766 |  | 3.4658 | [9 empty] | N |  | N |  |  |  |  | 196.0433 | -186.7395 | 196.0433 | -186.7395 | 1.8475 | -1.7068 | 1.8475 | -1.7068 |  |  |  | 402144 | -402144
Mass Electric | NE North | Central | Litchfield St 207 | Leominster | 01-207W2 | Leominster | N | Mixed | 13.8 | 11.7838 | 33.3337 | 3658.6667 | 43293.948 | Metered | 9.0032 | Partial | No | [16 empty] | 154 | 154 | 2 | 2 |  |  |  |  | 156 | 156 | [16 empty] | 1229.86 | 1229.86 | 17.6 | 17.6 |  |  |  |  | 1247.46 | 1247.46 | 13.86% | 0 | 0 | 0 | 0 | 0 | 0 | 0 | 0 | 0 | 0 | 0 | 0 | 0 | 0 | 0 | 0 | 1443658.8624 | 1443658.8624 | 20659.584 | 20659.584 | 0 | 0 | 0 | 0 | 1464318.4464 | 1464318.4464 | [8 empty] | 43293.948 |  | 9.0032 | [9 empty] | N |  | N |  |  |  |  | 34.9253 | 81.1753 | 34.9253 | 78.3013 | 0.36133 | 0.9928 | 0.36133 | 0.93325 |  |  |  | 57254 | 198642.3333
Mass Electric | NE North | Central | Litchfield St 207 | Leominster | 01-207W3 | Lancaster, Leominster | N | OH | 13.8 | 12.1902 | 11.7045 | 680.6667 | 30919.196 | Metered | 6.0712 | Partial | No | [16 empty] | 48 | 48 | [6 empty] | 48 | 48 | [16 empty] | 2251.99 | 2251.99 | [6 empty] | 2251.99 | 2251.99 | 37.09% | 0 | 0 | 0 | 0 | 0 | 0 | 0 | 0 | 0 | 0 | 0 | 0 | 0 | 0 | 0 | 0 | 2643475.9416 | 2643475.9416 | 0 | 0 | 0 | 0 | 0 | 0 | 2643475.9416 | 2643475.9416 | [8 empty] | 30919.196 |  | 6.0712 | [9 empty] | N |  | N |  |  |  |  | 104.9089 | -37.1284 | 104.9089 | -68.1461 | 1.7395 | -1.0967 | 1.7395 | -1.1188 |  |  |  | 61826 | -52225
Mass Electric | NE North | Central | Litchfield St 207 | Leominster | 01-207W4 | Leominster | N | OH | 13.8 | 11.7838 | 8.6576 | 1432.8333 | 37178.084 | Metered | 7.0671 | Partial | No | [16 empty] | 15 | 15 | 1 | 1 |  |  |  |  | 16 | 16 | [16 empty] | 107.05 | 107.05 | 0 | 0 |  |  |  |  | 107.05 | 107.05 | 1.515% | 0 | 0 | 0 | 0 | 0 | 0 | 0 | 0 | 0 | 0 | 0 | 0 | 0 | 0 | 0 | 0 | 125659.572 | 125659.572 | 0 | 0 | 0 | 0 | 0 | 0 | 125659.572 | 125659.572 | [8 empty] | 37178.084 |  | 7.0671 | [9 empty] | N |  | N |  |  |  |  | 162.7314 | -157.5028 | 162.7314 | -157.5028 | 1.1781 | -1.085 | 1.1781 | -1.085 |  |  |  | 211531 | -210959
Mass Electric | NE North | Central | Litchfield St 207 | Leominster | 01-207W6 | Leominster | N | Mixed | 13.8 | 11.7838 | 31.6144 | 2733 | 26580.591 | Metered | 6.4775 | Partial | No | [12 empty] | 1 | 1 |  |  | 178 | 178 | 1 | 1 |  |  |  |  | 180 | 180 | [12 empty] | 1.2 | 1.2 |  |  | 2222.9 | 2222.9 | 7.6 | 7.6 |  |  |  |  | 2231.7 | 2231.7 | 34.45% | 0 | 0 | 0 | 0 | 0 | 0 | 0 | 0 | 0 | 0 | 0 | 0 | 6054.912 | 6054.912 | 0 | 0 | 2609328.936 | 2609328.936 | 8921.184 | 8921.184 | 0 | 0 | 0 | 0 | 2624305.032 | 2624305.032 | [8 empty] | 26580.591 |  | 6.4775 | [9 empty] | N |  | N |  |  |  |  | 59.4091 | 38.3464 | 59.1603 | 33.8323 | 0.43139 | 0.53251 | 0.43103 | 0.51087 |  |  |  | 120373 | 56238.3333
Mass Electric | NE North | Central | Dunstable 210 | Dunstable | 01-210L1 | Dunstable, Groton, Pepperell | N | Mixed | 13.2 | 7.8878 | 63.8716 | 1850.25 | 16883.401 | Metered | 6.074 | Partial | No | [16 empty] | 152 | 152 | 1 | 1 |  |  |  |  | 153 | 153 | [16 empty] | 4260.93 | 4260.93 | 7.6 | 7.6 |  |  |  |  | 4268.53 | 4268.53 | 70.28% | 0 | 0 | 0 | 0 | 0 | 0 | 0 | 0 | 0 | 0 | 0 | 0 | 0 | 0 | 0 | 0 | 5001650.0712 | 5001650.0712 | 8921.184 | 8921.184 | 0 | 0 | 0 | 0 | 5010571.2552 | 5010571.2552 | [8 empty] | 16883.401 |  | 6.074 | [9 empty] | N |  | N |  |  |  |  | 187.2482 | 353.5094 | 172.1021 | -67.7458 | 1.0971 | -0.063233 | 1.0566 | -0.3299 |  |  |  | 134492 | -91904.3333
Mass Electric | NE North | Central | Fitch Road 216 | Clinton | 01-216W1 | Clinton | N | OH | 13.8 | 11.7838 | 10.3375 | 1128.5 | 37212.47 | Metered | 5.8879 | Partial | No | [6 empty] | 1 | 1 | [8 empty] | 31 | 31 | [6 empty] | 32 | 32 | [6 empty] | 690 | 690 | [8 empty] | 182.12 | 182.12 | [6 empty] | 872.12 | 872.12 | 14.81% | 0 | 0 | 0 | 0 | 0 | 0 | 2260605.6 | 2260605.6 | 0 | 0 | 0 | 0 | 0 | 0 | 0 | 0 | 213779.7408 | 213779.7408 | 0 | 0 | 0 | 0 | 0 | 0 | 2474385.3408 | 2474385.3408 | [8 empty] | 37212.47 |  | 5.8879 | [9 empty] | N |  | N |  |  |  |  | 652.3642 | -635.1669 | 652.3642 | -635.653 | 1.2078 | -0.46399 | 1.2078 | -0.4646 |  |  |  | 733123 | -720318.3333
Mass Electric | NE North | Central | Fitch Road 216 | Clinton | 01-216W2 | Clinton | N | OH | 13.8 | 11.7838 | 10.0326 | 1085.6667 | 27681.909 | Metered | 4.9239 | Partial | No | [16 empty] | 21 | 21 | 1 | 1 |  |  |  |  | 22 | 22 | [16 empty] | 328.5 | 328.5 | 7.6 | 7.6 |  |  |  |  | 336.1 | 336.1 | 6.826% | 0 | 0 | 0 | 0 | 0 | 0 | 0 | 0 | 0 | 0 | 0 | 0 | 0 | 0 | 0 | 0 | 385606.44 | 385606.44 | 8921.184 | 8921.184 | 0 | 0 | 0 | 0 | 394527.624 | 394527.624 | [8 empty] | 27681.909 |  | 4.9239 | [9 empty] | N |  | N |  |  |  |  | 332.6399 | -273.39 | 332.3571 | -273.9957 | 1.0252 | -0.33207 | 1.0233 | -0.33053 |  |  |  | 357294 | -297399.3333
Mass Electric | NE North | Central | Fitch Road 216 | Clinton | 01-216W3 | Clinton, Lancaster | N | Mixed | 13.8 | 11.7838 | 23.0174 | 1720.75 | 22624.251 | Metered | 5.0035 | Partial | No | [16 empty] | 113 | 113 | [6 empty] | 113 | 113 | [16 empty] | 3703.82 | 3703.82 | [6 empty] | 3703.82 | 3703.82 | 74.02% | 0 | 0 | 0 | 0 | 0 | 0 | 0 | 0 | 0 | 0 | 0 | 0 | 0 | 0 | 0 | 0 | 4347692.0688 | 4347692.0688 | 0 | 0 | 0 | 0 | 0 | 0 | 4347692.0688 | 4347692.0688 | [8 empty] | 22624.251 |  | 5.0035 | [9 empty] | N |  | N |  |  |  |  | 79.1271 | -9.8736 | 78.288 | -9.1757 | 1.1675 | -0.68184 | 1.1669 | -0.68164 |  |  |  | 0 | 89167
Mass Electric | NE North | Central | Fitch Road 216 | Clinton | 01-216W4 | Bolton, Clinton, Lancaster, Sterling | N | Mixed | 13.8 | 11.7838 | 18.8121 | 1233.25 | 21142.684 | Metered | 4.7566 | Partial | No | [16 empty] | 87 | 87 | [6 empty] | 87 | 87 | [16 empty] | 625.88 | 625.88 | [6 empty] | 625.88 | 625.88 | 13.16% | 0 | 0 | 0 | 0 | 0 | 0 | 0 | 0 | 0 | 0 | 0 | 0 | 0 | 0 | 0 | 0 | 734682.9792 | 734682.9792 | 0 | 0 | 0 | 0 | 0 | 0 | 734682.9792 | 734682.9792 | [8 empty] | 21142.684 |  | 4.7566 | [9 empty] | N |  | N |  |  |  |  | 31.6521 | 75.4863 | 31.6521 | 45.7342 | 0.14028 | 0.93731 | 0.14028 | 0.82944 |  |  |  | 1902 | 76077
Mass Electric | NE North | Central | Fitch Road 216 | Clinton | 01-216W5 | Berlin, Bolton, Clinton | N | Mixed | 13.8 | 11.7838 | 19.1305 | 3094.9167 | 23689.537 | Metered | 5.9596 | Partial | No | [16 empty] | 83 | 83 | [6 empty] | 83 | 83 | [16 empty] | 580.5 | 580.5 | [6 empty] | 580.5 | 580.5 | 9.741% | 0 | 0 | 0 | 0 | 0 | 0 | 0 | 0 | 0 | 0 | 0 | 0 | 0 | 0 | 0 | 0 | 681414.12 | 681414.12 | 0 | 0 | 0 | 0 | 0 | 0 | 681414.12 | 681414.12 | [8 empty] | 23689.537 |  | 5.9596 | [9 empty] | N |  | N |  |  |  |  | 56.9191 | 31.6405 | 32.7996 | 34.2893 | 0.30566 | 0.15897 | 0.2698 | 0.17567 |  |  |  | 30772 | 113859
Mass Electric | NE North | Central | Fitch Road 216 | Clinton | 01-216W6 | Bolton, Clinton, Harvard | N | Mixed | 13.8 | 11.7838 | 49.4258 | 1405 | 22034.048 | Metered | 5.1071 | Partial | No | [14 empty] | 1 | 1 | 99 | 99 | 1 | 1 |  |  |  |  | 101 | 101 | [14 empty] | 5 | 5 | 1686.715 | 1686.715 | 0 | 0 |  |  |  |  | 1691.715 | 1691.715 | 33.12% | 0 | 0 | 0 | 0 | 0 | 0 | 0 | 0 | 0 | 0 | 0 | 0 | 0 | 0 | 25228.8 | 25228.8 | 1979933.5356 | 1979933.5356 | 0 | 0 | 0 | 0 | 0 | 0 | 2005162.3356 | 2005162.3356 | [8 empty] | 22034.048 |  | 5.1071 | [9 empty] | N |  | N |  |  |  |  | 84.3231 | 408.5028 | 46.8811 | 159.5807 | 0.12669 | 1.5252 | 0.081851 | 1.5027 |  |  |  | 20136 | 219323.3333
Mass Electric | NE North | Central | Prospect Street 219 | Leominster | 01-219W1 | Leominster | N | Mixed | 13.8 | 10.1585 | 3.458 | 272.6667 | 20331.122 | Metered | 6.8839 | Partial | No | [16 empty] | 4 | 4 | [6 empty] | 4 | 4 | [16 empty] | 489.13 | 489.13 | [6 empty] | 489.13 | 489.13 | 7.105% | 0 | 0 | 0 | 0 | 0 | 0 | 0 | 0 | 0 | 0 | 0 | 0 | 0 | 0 | 0 | 0 | 574160.3592 | 574160.3592 | 0 | 0 | 0 | 0 | 0 | 0 | 574160.3592 | 574160.3592 | [8 empty] | 20331.122 |  | 6.8839 | [9 empty] | N |  | N |  |  |  |  | 29.8166 | 29.2873 | 29.8166 | 29.2873 | 0.99389 | 0.1036 | 0.99389 | 0.1036 |  |  |  | 0 | 7138.6667
Mass Electric | NE North | Central | Prospect Street 219 | Leominster | 01-219W2 | Leominster, Lunenburg | N | OH | 13.8 | 11.7838 | 22.8129 | 2538.0833 | 20035.556 | Metered | 7.9515 | Partial | No | [12 empty] | 1 | 1 |  |  | 149 | 149 | [6 empty] | 150 | 150 | [12 empty] | 1.2 | 1.2 |  |  | 3211.06 | 3211.06 | [6 empty] | 3212.26 | 3212.26 | 40.4% | 0 | 0 | 0 | 0 | 0 | 0 | 0 | 0 | 0 | 0 | 0 | 0 | 6054.912 | 6054.912 | 0 | 0 | 3769270.6704 | 3769270.6704 | 0 | 0 | 0 | 0 | 0 | 0 | 3775325.5824 | 3775325.5824 | [8 empty] | 20035.556 |  | 7.9515 | [9 empty] | N |  | N |  |  |  |  | 185.029 | -48.6218 | 134.3782 | -4.9978 | 1.7572 | -1.0753 | 1.4996 | -0.85675 |  |  |  | 157046 | -597.6667
Mass Electric | NE North | Central | Prospect Street 219 | Leominster | 01-219W3 | Leominster | N | Mixed | 13.8 | 11.7838 | 6.69 | 478.8333 | 12775.3 | Metered | 6.4138 | Partial | No | [16 empty] | 12 | 12 | [6 empty] | 12 | 12 | [16 empty] | 339.41 | 339.41 | [6 empty] | 339.41 | 339.41 | 5.292% | 0 | 0 | 0 | 0 | 0 | 0 | 0 | 0 | 0 | 0 | 0 | 0 | 0 | 0 | 0 | 0 | 398413.0344 | 398413.0344 | 0 | 0 | 0 | 0 | 0 | 0 | 398413.0344 | 398413.0344 | [8 empty] | 12775.3 |  | 6.4138 | [9 empty] | N |  | N |  |  |  |  | 274.417 | -135.721 | 274.417 | -135.721 | 1.6018 | -0.38089 | 1.6018 | -0.38089 |  |  |  | 0 | 54173.6667
Mass Electric | NE North | Central | Prospect Street 219 | Leominster | 01-219W4 | Fitchburg, Leominster | N | Mixed | 13.8 | 11.7838 | 17.8939 | 1416.5833 | 27024.5153 | Estimated | 7.7125 | Partial | No | [16 empty] | 51 | 51 | [6 empty] | 51 | 51 | [16 empty] | 837.74 | 837.74 | [6 empty] | 837.74 | 837.74 | 10.86% | 0 | 0 | 0 | 0 | 0 | 0 | 0 | 0 | 0 | 0 | 0 | 0 | 0 | 0 | 0 | 0 | 983372.7216 | 983372.7216 | 0 | 0 | 0 | 0 | 0 | 0 | 983372.7216 | 983372.7216 | [8 empty] | 27024.5153 |  | 7.7125 | [9 empty] | N |  | N |  |  |  |  | 82.4561 | -6.3329 | 81.093 | -4.9698 | 1.1521 | -0.74008 | 1.1507 | -0.73867 |  |  |  | 68634 | 22277
Mass Electric | NE North | Central | Prospect Street 219 | Leominster | 01-219W5 | Leominster, Lunenburg | N | Mixed | 13.8 | 10.1585 | 14.586 | 718.4167 | 19902.063 | Metered | 7.7204 | Partial | No | [16 empty] | 77 | 77 | [6 empty] | 77 | 77 | [16 empty] | 525.43 | 525.43 | [6 empty] | 525.43 | 525.43 | 6.806% | 0 | 0 | 0 | 0 | 0 | 0 | 0 | 0 | 0 | 0 | 0 | 0 | 0 | 0 | 0 | 0 | 616770.7512 | 616770.7512 | 0 | 0 | 0 | 0 | 0 | 0 | 616770.7512 | 616770.7512 | [8 empty] | 19902.063 |  | 7.7204 | [9 empty] | N |  | N |  |  |  |  | 30.5547 | 8.1537 | 30.5547 | 5.2492 | 0.39671 | -0.0052551 | 0.39671 | -0.0066382 |  |  |  | 17554 | -5740
Mass Electric | NE North | Central | Prospect Street 219 | Leominster | 01-219W6 | Leominster | N | OH | 13.8 | 9.2024 | 9.346 | 1356.8333 | 8867.766 | Metered | 3.7288 | Partial | No | [12 empty] | 1 | 1 |  |  | 30 | 30 | [6 empty] | 31 | 31 | [12 empty] | 1965 | 1965 |  |  | 184.21 | 184.21 | [6 empty] | 2149.21 | 2149.21 | 57.64% | 0 | 0 | 0 | 0 | 0 | 0 | 0 | 0 | 0 | 0 | 0 | 0 | 9914918.4 | 9914918.4 | 0 | 0 | 216233.0664 | 216233.0664 | 0 | 0 | 0 | 0 | 0 | 0 | 10131151.4664 | 10131151.4664 | [8 empty] | 8867.766 |  | 3.7288 | [9 empty] | N |  | N |  |  |  |  | 2.7837 | 3.4607 | 2.7837 | 3.4607 | 0.031691 | 0.069113 | 0.031691 | 0.069113 |  |  |  | 0 | 3481.3333
Mass Electric | NE North | Central | Leicester 21 | Leicester | 01-21W1 | Leicester, Spencer | N | OH | 13.8 | 7.1946 | 38.2528 | 2182.75 | 28136.095 | Metered | 6.0871 | Partial | No | [16 empty] | 109 | 109 | 1 | 1 |  |  |  |  | 110 | 110 | [16 empty] | 5999.1 | 5999.1 | 7.6 | 7.6 |  |  |  |  | 6006.7 | 6006.7 | 98.68% | 0 | 0 | 0 | 0 | 0 | 0 | 0 | 0 | 0 | 0 | 0 | 0 | 0 | 0 | 0 | 0 | 7041983.544 | 7041983.544 | 8921.184 | 8921.184 | 0 | 0 | 0 | 0 | 7050904.728 | 7050904.728 | [8 empty] | 28136.095 |  | 6.0871 | [9 empty] | N |  | N |  |  |  |  | 173.3808 | -83.2245 | 92.9149 | -3.1581 | 0.53785 | 0.37022 | 0.43752 | 0.47009 |  |  |  | 0 | 71206
Mass Electric | NE North | Central | Leicester 21 | Leicester | 01-21W2 | Charlton, Leicester | N | OH | 13.8 | 7.9595 | 51.9191 | 2110.5833 | 18080.348 | Metered | 7.2504 | Partial | No | [16 empty] | 165 | 164 | [6 empty] | 165 | 164 | [16 empty] | 8541.37 | 7891.57 | [6 empty] | 8541.37 | 7891.57 | 117.8% | 0 | 0 | 0 | 0 | 0 | 0 | 0 | 0 | 0 | 0 | 0 | 0 | 0 | 0 | 0 | 0 | 10026201.7608 | 9263440.5288 | 0 | 0 | 0 | 0 | 0 | 0 | 10026201.7608 | 9263440.5288 | [8 empty] | 18080.348 |  | 7.2504 | [9 empty] | N |  | N |  |  |  |  | 387.2389 | -200.8903 | 367.877 | -184.7919 | 1.4081 | 0.35017 | 1.3821 | 0.37243 |  |  |  | 557016 | -290928
Mass Electric | NE North | Central | Pratts Junction 225 | Sterling | 01-225W1 | Bolton, Lancaster, Sterling | N | Mixed | 13.8 | 10.1585 | 63.7146 | 1839.3333 | 12188.747 | Metered | 6.4218 | Partial | No |  |  | 1 | 1 | [12 empty] | 129 | 129 | [6 empty] | 130 | 130 |  |  | 5 | 5 | [12 empty] | 9995.06 | 9995.06 | [6 empty] | 10000.06 | 10000.06 | 155.7% | 0 | 0 | 17520 | 17520 | 0 | 0 | 0 | 0 | 0 | 0 | 0 | 0 | 0 | 0 | 0 | 0 | 11732601.2304 | 11732601.2304 | 0 | 0 | 0 | 0 | 0 | 0 | 11750121.2304 | 11750121.2304 | [8 empty] | 12188.747 |  | 6.4218 | [9 empty] | N |  | N |  |  |  |  | 275.4134 | 372.9809 | 215.0953 | 36.3599 | 1.0292 | 1.5795 | 0.98405 | 0.86277 |  |  |  | 295452 | 30468.3333
Mass Electric | NE North | Central | Pratts Junction 225 | Sterling | 01-225W2 | Sterling | Y | OH | 13.8 | 16.2058 | 5.9252 | 1 | 5969.922 | Metered | 2.5416 | Partial | No | [16 empty] | 1 | 1 | [6 empty] | 1 | 1 | [16 empty] | 2800 | 2800 | [6 empty] | 2800 | 2800 | 110.2% | 0 | 0 | 0 | 0 | 0 | 0 | 0 | 0 | 0 | 0 | 0 | 0 | 0 | 0 | 0 | 0 | 3286752 | 3286752 | 0 | 0 | 0 | 0 | 0 | 0 | 3286752 | 3286752 | [8 empty] | 5969.922 |  | 2.5416 | [9 empty] | N |  | N |  |  |  |  | 243 | -243 | 243 | -243 | 1 | -1 | 1 | -1 |  |  |  | 243 | -243
Mass Electric | NE North | Central | Pratts Junction 225 | Sterling | 01-225W3 | Lancaster, Leominster, Sterling | N | OH | 13.8 | 11.5926 | 24.9008 | 1658 | 34981.1133 | Estimated | 9.9832 | Partial | No | [16 empty] | 87 | 87 | 1 | 1 |  |  |  |  | 88 | 88 | [16 empty] | 3942.92 | 3942.92 | 10 | 10 |  |  |  |  | 3952.92 | 3952.92 | 39.6% | 0 | 0 | 0 | 0 | 0 | 0 | 0 | 0 | 0 | 0 | 0 | 0 | 0 | 0 | 0 | 0 | 4628357.2128 | 4628357.2128 | 11738.4 | 11738.4 | 0 | 0 | 0 | 0 | 4640095.6128 | 4640095.6128 | [8 empty] | 34981.1133 |  | 9.9832 | [9 empty] | N |  | N |  |  |  |  | 250.2394 | -191.2481 | 250.2394 | -191.2481 | 0.51146 | 0.16868 | 0.51146 | 0.16868 |  |  |  | 365819 | -292836.3333
Mass Electric | NE North | Central | Pratts Junction 225 | Sterling | 01-225W4 | Leominster, Sterling | N | Mixed | 13.8 | 11.7838 | 10.3222 | 531.3333 | 25181.453 | Metered | 9.9513 | Partial | No | [16 empty] | 75 | 75 | 1 | 1 |  |  |  |  | 76 | 76 | [16 empty] | 543.3 | 543.3 | 6.6 | 6.6 |  |  |  |  | 549.9 | 549.9 | 5.526% | 0 | 0 | 0 | 0 | 0 | 0 | 0 | 0 | 0 | 0 | 0 | 0 | 0 | 0 | 0 | 0 | 637747.272 | 637747.272 | 7747.344 | 7747.344 | 0 | 0 | 0 | 0 | 645494.616 | 645494.616 | [8 empty] | 25181.453 |  | 9.9513 | [9 empty] | N |  | N |  |  |  |  | 58.7842 | 224.28 | 58.7842 | 27.704 | 0.4197 | 0.74938 | 0.4197 | 0.54571 |  |  |  | 24120 | 3946.3333
Mass Electric | NE North | Central | Groton Street 226 | Pepperell | 01-226L1 | Pepperell, Townsend | N | Mixed | 13.2 | 13.9922 | 45.6227 | 1622.8333 | 10091.17 | Metered | 5.1747 | Partial | No | [16 empty] | 113 | 113 | [6 empty] | 113 | 113 | [16 empty] | 1940.07 | 1940.07 | [6 empty] | 1940.07 | 1940.07 | 37.49% | 0 | 0 | 0 | 0 | 0 | 0 | 0 | 0 | 0 | 0 | 0 | 0 | 0 | 0 | 0 | 0 | 2277331.7688 | 2277331.7688 | 0 | 0 | 0 | 0 | 0 | 0 | 2277331.7688 | 2277331.7688 | [8 empty] | 10091.17 |  | 5.1747 | [9 empty] | N |  | N |  |  |  |  | 132.7629 | 32.9049 | 127.5417 | -4.2134 | 0.74438 | 0.28735 | 0.74191 | 0.26512 |  |  |  | 136294 | -49114.6667
Mass Electric | NE North | Central | Groton Street 226 | Pepperell | 01-226L2 | Pepperell | N | OH | 13.2 | 13.9922 | 70.9324 | 3123.0833 | 16217.219 | Metered | 8.0859 | Partial | No | [6 empty] | 1 | 1 | [8 empty] | 173 | 173 | [6 empty] | 174 | 174 | [6 empty] | 1920 | 1920 | [8 empty] | 1238.49 | 1238.49 | [6 empty] | 3158.49 | 3158.49 | 39.06% | 0 | 0 | 0 | 0 | 0 | 0 | 6290380.8 | 6290380.8 | 0 | 0 | 0 | 0 | 0 | 0 | 0 | 0 | 1453789.1016 | 1453789.1016 | 0 | 0 | 0 | 0 | 0 | 0 | 7744169.9016 | 7744169.9016 | [8 empty] | 16217.219 |  | 8.0859 | [9 empty] | N |  | N |  |  |  |  | 191.4105 | 90.7953 | 178.7173 | -13.608 | 0.60805 | 0.66428 | 0.59236 | 0.57053 |  |  |  | 195713 | 30092.6667
Mass Electric | NE North | Central | Laurel Circle 227 | Shirley | 01-227W1 | Lancaster, Leominster, Lunenburg, Shirley | N | Mixed | 13.8 | 11.7838 | 38.2436 | 1472.25 | 28772.867 | Metered | 9.0669 | Partial | No | [16 empty] | 72 | 72 | [6 empty] | 72 | 72 | [16 empty] | 7390.01 | 7390.01 | [6 empty] | 7390.01 | 7390.01 | 81.51% | 0 | 0 | 0 | 0 | 0 | 0 | 0 | 0 | 0 | 0 | 0 | 0 | 0 | 0 | 0 | 0 | 8674689.3384 | 8674689.3384 | 0 | 0 | 0 | 0 | 0 | 0 | 8674689.3384 | 8674689.3384 | [8 empty] | 28772.867 |  | 9.0669 | [9 empty] | N |  | N |  |  |  |  | 106.5003 | 105.257 | 105.5378 | -48.2265 | 0.41841 | 0.16881 | 0.41773 | -0.06843 |  |  |  | 64883 | -31554.6667
Mass Electric | NE North | Central | Laurel Circle 227 | Shirley | 01-227W3 | Ayer, Harvard, Lunenburg, Shirley | N | OH | 13.8 | 11.7838 | 46.3631 | 1941.3333 | 34869.4418 | Estimated | 9.9513 | Partial | No | [16 empty] | 126 | 123 | 1 | 1 |  |  |  |  | 127 | 124 | [16 empty] | 4736.31 | 2244.61 | 1000 | 0 |  |  |  |  | 5736.31 | 2244.61 | 57.64% | 0 | 0 | 0 | 0 | 0 | 0 | 0 | 0 | 0 | 0 | 0 | 0 | 0 | 0 | 0 | 0 | 5559670.1304 | 2634813.0024 | 1173840 | 0 | 0 | 0 | 0 | 0 | 6733510.1304 | 2634813.0024 | [8 empty] | 34869.4418 |  | 9.9513 | [9 empty] | N |  | N |  |  |  |  | 155.3597 | -29.2156 | 147.4219 | -42.396 | 1.0014 | -0.22107 | 0.97768 | -0.32069 |  |  |  | 216715 | -141950.6667
Mass Electric | NE North | Central | Cooks Pond 23 | Worcester | 01-23W1 | Worcester | N | Mixed | 13.8 | 9.7521 | 15.6748 | 873.25 | 16555.3074 | Estimated | 4.7247 | Partial | No | [16 empty] | 40 | 40 | [6 empty] | 40 | 40 | [16 empty] | 242.48 | 242.48 | [6 empty] | 242.48 | 242.48 | 5.132% | 0 | 0 | 0 | 0 | 0 | 0 | 0 | 0 | 0 | 0 | 0 | 0 | 0 | 0 | 0 | 0 | 284632.7232 | 284632.7232 | 0 | 0 | 0 | 0 | 0 | 0 | 284632.7232 | 284632.7232 | [8 empty] | 16555.3074 |  | 4.7247 | [9 empty] | N |  | N |  |  |  |  | 73.7177 | -21.3425 | 65.5585 | -13.1833 | 1.0879 | -0.68445 | 1.0707 | -0.66727 |  |  |  | 0 | 10045
Mass Electric | NE North | Central | Cooks Pond 23 | Worcester | 01-23W2 | Worcester | N | Mixed | 13.8 | 11.7838 | 16.4896 | 1229.5833 | 23116.011 | Estimated | 6.597 | Partial | No | [16 empty] | 43 | 43 | [6 empty] | 43 | 43 | [16 empty] | 371.23 | 371.23 | [6 empty] | 371.23 | 371.23 | 5.627% | 0 | 0 | 0 | 0 | 0 | 0 | 0 | 0 | 0 | 0 | 0 | 0 | 0 | 0 | 0 | 0 | 435764.6232 | 435764.6232 | 0 | 0 | 0 | 0 | 0 | 0 | 435764.6232 | 435764.6232 | [8 empty] | 23116.011 |  | 6.597 | [9 empty] | N |  | N |  |  |  |  | 130.1693 | -70.3116 | 130.1693 | -79.2257 | 1.8502 | 0.12312 | 1.8502 | 0.11741 |  |  |  | 67000 | -21113.6667
Mass Electric | NE North | Central | Cooks Pond 23 | Worcester | 01-23W3 | Holden, Leicester, Worcester | N | OH | 13.8 | 8.0029 | 16.0831 | 1302 | 24121.055 | Estimated | 6.8839 | Partial | No | [16 empty] | 70 | 70 | [6 empty] | 70 | 70 | [16 empty] | 422.89 | 422.89 | [6 empty] | 422.89 | 422.89 | 6.143% | 0 | 0 | 0 | 0 | 0 | 0 | 0 | 0 | 0 | 0 | 0 | 0 | 0 | 0 | 0 | 0 | 496405.1976 | 496405.1976 | 0 | 0 | 0 | 0 | 0 | 0 | 496405.1976 | 496405.1976 | [8 empty] | 24121.055 |  | 6.8839 | [9 empty] | N |  | N |  |  |  |  | 135.6651 | 31.442 | 135.1221 | 27.4396 | 0.87788 | 0.37607 | 0.87711 | 0.348 |  |  |  | 162960 | 39512.3333
Mass Electric | NE North | Central | Cooks Pond 23 | Worcester | 01-23W4 | Worcester | N | Mixed | 13.8 | 9.7521 | 7.6523 | 1050.0833 | 4306.689 | Metered | 1.8166 | Partial | No | [16 empty] | 32 | 32 | [6 empty] | 32 | 32 | [16 empty] | 188.5 | 188.5 | [6 empty] | 188.5 | 188.5 | 10.38% | 0 | 0 | 0 | 0 | 0 | 0 | 0 | 0 | 0 | 0 | 0 | 0 | 0 | 0 | 0 | 0 | 221268.84 | 221268.84 | 0 | 0 | 0 | 0 | 0 | 0 | 221268.84 | 221268.84 | [8 empty] | 4306.689 |  | 1.8166 | [9 empty] | N |  | N |  |  |  |  | 22.922 | 4.9098 | 2.6369 | 13.9482 | 0.083803 | 0.025346 | 0.026665 | 0.077425 |  |  |  | 0 | 0
Mass Electric | NE North | Central | Greendale 24 | Worcester | 01-24W1 | Worcester | N | Mixed | 13.8 | 8.8199 | 11.482 | 852.25 | 10411.125 | Metered | 4.3183 | Partial | No | [16 empty] | 49 | 49 | [6 empty] | 49 | 49 | [16 empty] | 293.47 | 293.47 | [6 empty] | 293.47 | 293.47 | 6.796% | 0 | 0 | 0 | 0 | 0 | 0 | 0 | 0 | 0 | 0 | 0 | 0 | 0 | 0 | 0 | 0 | 344486.8248 | 344486.8248 | 0 | 0 | 0 | 0 | 0 | 0 | 344486.8248 | 344486.8248 | [8 empty] | 10411.125 |  | 4.3183 | [9 empty] | N |  | N |  |  |  |  | 20.6993 | 33.0878 | 20.0012 | -8.5866 | 0.19713 | 0.24235 | 0.19595 | 0.20635 |  |  |  | 7345 | -4135.6667
Mass Electric | NE North | Central | Greendale 24 | Worcester | 01-24W2 | Holden, Worcester | N | Mixed | 13.8 | 9.8717 | 28.9233 | 2669.8333 | 25321.5242 | Estimated | 7.2265 | Partial | No | [12 empty] | 1 | 1 |  |  | 180 | 180 | [6 empty] | 181 | 181 | [12 empty] | 1.2 | 1.2 |  |  | 2074.33 | 2074.33 | [6 empty] | 2075.53 | 2075.53 | 28.72% | 0 | 0 | 0 | 0 | 0 | 0 | 0 | 0 | 0 | 0 | 0 | 0 | 6054.912 | 6054.912 | 0 | 0 | 2434931.5272 | 2434931.5272 | 0 | 0 | 0 | 0 | 0 | 0 | 2440986.4392 | 2440986.4392 | [8 empty] | 25321.5242 |  | 7.2265 | [9 empty] | N |  | N |  |  |  |  | 79.7316 | 55.7705 | 79.0124 | -29.8618 | 0.13671 | 1.2606 | 0.13072 | 1.1479 |  |  |  | 188203 | -87420.6667
Mass Electric | NE North | Central | Greendale 24 | Worcester | 01-24W3 | Worcester | N | Mixed | 13.8 | 8.8199 | 19.7089 | 2386.1667 | 13821.505 | Metered | 5.8879 | Partial | No | [16 empty] | 123 | 123 | [6 empty] | 123 | 123 | [16 empty] | 806.22 | 806.22 | [6 empty] | 806.22 | 806.22 | 13.69% | 0 | 0 | 0 | 0 | 0 | 0 | 0 | 0 | 0 | 0 | 0 | 0 | 0 | 0 | 0 | 0 | 946373.2848 | 946373.2848 | 0 | 0 | 0 | 0 | 0 | 0 | 946373.2848 | 946373.2848 | [8 empty] | 13821.505 |  | 5.8879 | [9 empty] | N |  | N |  |  |  |  | 72.1861 | 7.8043 | 72.1861 | 3.1311 | 0.84236 | 0.72607 | 0.84236 | 0.721 |  |  |  | 118580 | -8739.6667
Mass Electric | NE North | Central | Greendale 24 | Worcester | 01-24W4 | Worcester | N | Mixed | 13.8 | 8.4136 | 9.0797 | 219.9167 | 13633.295 | Metered | 5.3621 | Partial | No | [16 empty] | 5 | 5 | [6 empty] | 5 | 5 | [16 empty] | 295.12 | 295.12 | [6 empty] | 295.12 | 295.12 | 5.504% | 0 | 0 | 0 | 0 | 0 | 0 | 0 | 0 | 0 | 0 | 0 | 0 | 0 | 0 | 0 | 0 | 346423.6608 | 346423.6608 | 0 | 0 | 0 | 0 | 0 | 0 | 346423.6608 | 346423.6608 | [8 empty] | 13633.295 |  | 5.3621 | [9 empty] | N |  | N |  |  |  |  | 56.6806 | 27.0877 | 56.6806 | 27.0877 | 2.9329 | -2.5567 | 2.9329 | -2.5567 |  |  |  | 12193 | 4965.6667
Mass Electric | NE North | Central | Greendale 24 | Worcester | 01-24W5 | Worcester | N | OH | 13.8 | 10.6126 | 10.2492 | 1672.5 | 10051.295 | Metered | 3.92 | Partial | No | [16 empty] | 83 | 83 | [6 empty] | 83 | 83 | [16 empty] | 464.42 | 464.42 | [6 empty] | 464.42 | 464.42 | 11.85% | 0 | 0 | 0 | 0 | 0 | 0 | 0 | 0 | 0 | 0 | 0 | 0 | 0 | 0 | 0 | 0 | 545154.7728 | 545154.7728 | 0 | 0 | 0 | 0 | 0 | 0 | 545154.7728 | 545154.7728 | [8 empty] | 10051.295 |  | 3.92 | [9 empty] | N |  | N |  |  |  |  | 6.0562 | 33.7893 | 5.5546 | 34.1052 | 0.099253 | 0.53285 | 0.098655 | 0.53325 |  |  |  | 0 | 21761.3333
Mass Electric | NE North | Central | Pondville 26 | Auburn | 01-26W1 | Auburn | N | OH | 13.8 | 11.7599 | 26.1369 | 2013 | 28085.3951 | Estimated | 8.0152 | No | No | [16 empty] | 130 | 130 | [6 empty] | 130 | 130 | [16 empty] | 1128.56 | 1128.56 | [6 empty] | 1128.56 | 1128.56 | 14.08% | 0 | 0 | 0 | 0 | 0 | 0 | 0 | 0 | 0 | 0 | 0 | 0 | 0 | 0 | 0 | 0 | 1324748.8704 | 1324748.8704 | 0 | 0 | 0 | 0 | 0 | 0 | 1324748.8704 | 1324748.8704 | [8 empty] | 28085.3951 |  | 8.0152 | [9 empty] | N |  | N |  |  |  |  | 272.8296 | -189.6595 | 75.074 | 6.1301 | 1.2628 | -0.86045 | 0.25981 | 0.13968 |  |  |  | 0 | 47237.3333
Mass Electric | NE North | Central | Pondville 26 | Auburn | 01-26W2 | Auburn, Millbury, Worcester | N | Mixed | 13.8 | 11.5926 | 29.7814 | 1802.5 | 27694.5446 | Estimated | 7.9037 | Partial | No | [12 empty] | 1 | 1 |  |  | 74 | 73 | [6 empty] | 75 | 74 | [12 empty] | 1.2 | 1.2 |  |  | 1522.315 | 872.515 | [6 empty] | 1523.515 | 873.715 | 19.28% | 0 | 0 | 0 | 0 | 0 | 0 | 0 | 0 | 0 | 0 | 0 | 0 | 6054.912 | 6054.912 | 0 | 0 | 1786954.2396 | 1024193.0076 | 0 | 0 | 0 | 0 | 0 | 0 | 1793009.1516 | 1030247.9196 | [8 empty] | 27694.5446 |  | 7.9037 | [9 empty] | N |  | N |  |  |  |  | 421.1007 | -309.0219 | 420.8194 | -310.0435 | 0.62635 | 0.68903 | 0.6258 | 0.68749 |  |  |  | 151583 | -73130.3333
Mass Electric | NE North | Central | Pondville 26 | Auburn | 01-26W3 | Auburn, Millbury, Oxford | N | Mixed | 13.8 | 8.8199 | 23.467 | 1124.5 | 20100.8792 | Estimated | 5.7366 | No | No | [16 empty] | 90 | 90 | [6 empty] | 90 | 90 | [16 empty] | 632.84 | 632.84 | [6 empty] | 632.84 | 632.84 | 11.03% | 0 | 0 | 0 | 0 | 0 | 0 | 0 | 0 | 0 | 0 | 0 | 0 | 0 | 0 | 0 | 0 | 742852.9056 | 742852.9056 | 0 | 0 | 0 | 0 | 0 | 0 | 742852.9056 | 742852.9056 | [8 empty] | 20100.8792 |  | 5.7366 | [9 empty] | N |  | N |  |  |  |  | 163.8684 | -93.1758 | 70.466 | -0.22474 | 1.0689 | -0.56514 | 0.72921 | -0.22573 |  |  |  | 0 | 1070.3333
Mass Electric | NE North | Central | Pondville 26 | Auburn | 01-26W4 | Auburn | N | Mixed | 13.8 | 8.8199 | 3.6045 | 253 | 13484.3398 | Estimated | 3.8483 | No | No | [16 empty] | 4 | 4 | [6 empty] | 4 | 4 | [16 empty] | 28.8 | 28.8 | [6 empty] | 28.8 | 28.8 | 0.7484% | 0 | 0 | 0 | 0 | 0 | 0 | 0 | 0 | 0 | 0 | 0 | 0 | 0 | 0 | 0 | 0 | 33806.592 | 33806.592 | 0 | 0 | 0 | 0 | 0 | 0 | 33806.592 | 33806.592 | [8 empty] | 13484.3398 |  | 3.8483 | [9 empty] | N |  | N |  |  |  |  | 0 | 4.6825 | 0 | 4.6825 | 0 | 0.043478 | 0 | 0.043478 |  |  |  | 0 | 1184.6667
Mass Electric | NE North | Central | Bloomingdale 27 | Worcester | 01-27W1 | Worcester | N | Mixed | 13.8 | 11.7838 | 22.5489 | 2908 | 30123.4009 | Estimated | 8.5969 | Partial | No | [16 empty] | 107 | 107 | 1 | 1 |  |  |  |  | 108 | 108 | [16 empty] | 936.2 | 936.2 | 7.6 | 7.6 |  |  |  |  | 943.8 | 943.8 | 10.98% | 0 | 0 | 0 | 0 | 0 | 0 | 0 | 0 | 0 | 0 | 0 | 0 | 0 | 0 | 0 | 0 | 1098949.008 | 1098949.008 | 8921.184 | 8921.184 | 0 | 0 | 0 | 0 | 1107870.192 | 1107870.192 | [8 empty] | 30123.4009 |  | 8.5969 | [9 empty] | N |  | N |  |  |  |  | 61.8188 | 19.2043 | 60.2156 | 5.5784 | 0.41609 | 0.37764 | 0.3652 | 0.40028 |  |  |  | 63954 | 80504.3333
Mass Electric | NE North | Central | Bloomingdale 27 | Worcester | 01-27W2 | Worcester | N | Mixed | 13.8 | 11.7838 | 9.2301 | 968.6667 | 26047.3893 | Estimated | 7.4336 | Partial | No | [12 empty] | 2 | 2 |  |  | 23 | 23 | [6 empty] | 25 | 25 | [12 empty] | 150 | 150 |  |  | 140.91 | 140.91 | [6 empty] | 290.91 | 290.91 | 3.913% | 0 | 0 | 0 | 0 | 0 | 0 | 0 | 0 | 0 | 0 | 0 | 0 | 756864 | 756864 | 0 | 0 | 165405.7944 | 165405.7944 | 0 | 0 | 0 | 0 | 0 | 0 | 922269.7944 | 922269.7944 | [8 empty] | 26047.3893 |  | 7.4336 | [9 empty] | N |  | N |  |  |  |  | 28.0994 | 5.7899 | 28.0994 | 5.7899 | 0.23331 | 0.71515 | 0.23331 | 0.71515 |  |  |  | 0 | 15265
Mass Electric | NE North | Central | Bloomingdale 27 | Worcester | 01-27W3 | Worcester | N | UG | 13.8 | 11.7838 | 3.8953 | 4.8333 | 26075.3071 | Estimated | 7.4416 | Partial | No | [24 empty] | 0 | 0 | [24 empty] | 0 | 0 | 0% | 0 | 0 | 0 | 0 | 0 | 0 | 0 | 0 | 0 | 0 | 0 | 0 | 0 | 0 | 0 | 0 | 0 | 0 | 0 | 0 | 0 | 0 | 0 | 0 | 0 | 0 | [8 empty] | 26075.3071 |  | 7.4416 | [9 empty] | N |  | N |  |  |  |  | 0 | 24.3333 | 0 | 24.3333 | 0 | 0.33333 | 0 | 0.33333 |  |  |  | 0 | 0
Mass Electric | NE North | Central | Bloomingdale 27 | Worcester | 01-27W4 | Worcester | N | Mixed | 13.8 | 11.7838 | 10.0402 | 384.0833 | 15274.803 | Metered | 6.6926 | Partial | No | [12 empty] | 1 | 1 |  |  | 21 | 21 | [6 empty] | 22 | 22 | [12 empty] | 300 | 300 |  |  | 288.45 | 288.45 | [6 empty] | 588.45 | 588.45 | 8.792% | 0 | 0 | 0 | 0 | 0 | 0 | 0 | 0 | 0 | 0 | 0 | 0 | 1513728 | 1513728 | 0 | 0 | 338594.148 | 338594.148 | 0 | 0 | 0 | 0 | 0 | 0 | 1852322.148 | 1852322.148 | [8 empty] | 15274.803 |  | 6.6926 | [9 empty] | N |  | N |  |  |  |  | 176.2326 | -165.2679 | 176.2326 | -165.2679 | 0.94771 | -0.36721 | 0.94771 | -0.36721 |  |  |  | 48161 | -45142.3333
Mass Electric | NE North | Central | Bloomingdale 27 | Worcester | 01-27W5 | Grafton, Millbury, Worcester | N | Mixed | 13.8 | 12.6682 | 26.2169 | 2769.5833 | 38722.1103 | Estimated | 11.0508 | Partial | No | [16 empty] | 75 | 75 | [6 empty] | 75 | 75 | [16 empty] | 2061.095 | 2061.095 | [6 empty] | 2061.095 | 2061.095 | 18.65% | 0 | 0 | 0 | 0 | 0 | 0 | 0 | 0 | 0 | 0 | 0 | 0 | 0 | 0 | 0 | 0 | 2419395.7548 | 2419395.7548 | 0 | 0 | 0 | 0 | 0 | 0 | 2419395.7548 | 2419395.7548 | [8 empty] | 38722.1103 |  | 11.0508 | [9 empty] | N |  | N |  |  |  |  | 81.4263 | 20.3817 | 81.4263 | -12.1767 | 0.71671 | 0.19524 | 0.71671 | 0.092603 |  |  |  | 92112 | -25720.6667
Mass Electric | NE North | Central | Chandler Street 2 | Worcester | 01-2J328 | Worcester | N | OH | 4.16 | 2.9398 | 5.3275 | 587.5833 | 3376.902 | Metered | 1.8398 | Partial | No | [16 empty] | 4 | 4 | [6 empty] | 4 | 4 | [16 empty] | 46.25 | 46.25 | [6 empty] | 46.25 | 46.25 | 2.514% | 0 | 0 | 0 | 0 | 0 | 0 | 0 | 0 | 0 | 0 | 0 | 0 | 0 | 0 | 0 | 0 | 54290.1 | 54290.1 | 0 | 0 | 0 | 0 | 0 | 0 | 54290.1 | 54290.1 | [8 empty] | 3376.902 |  | 1.8398 | [9 empty] | N |  | N |  |  |  |  | 123.865 | -13.4989 | 112.2888 | -1.9226 | 0.85094 | -0.13949 | 0.77776 | -0.066309 |  |  |  | 65979 | -23482.6667
Mass Electric | NE North | Central | Chandler Street 2 | Worcester | 01-2J335 | Worcester | N | Mixed | 4.16 | 2.911 | 9.3057 | 1051.8333 | 4400.813 | Metered | 2.0751 | Partial | No | [16 empty] | 21 | 21 | [6 empty] | 21 | 21 | [16 empty] | 130.21 | 130.21 | [6 empty] | 130.21 | 130.21 | 6.275% | 0 | 0 | 0 | 0 | 0 | 0 | 0 | 0 | 0 | 0 | 0 | 0 | 0 | 0 | 0 | 0 | 152845.7064 | 152845.7064 | 0 | 0 | 0 | 0 | 0 | 0 | 152845.7064 | 152845.7064 | [8 empty] | 4400.813 |  | 2.0751 | [9 empty] | N |  | N |  |  |  |  | 45.4197 | 40.2294 | 43.9946 | 30.9342 | 0.13595 | -0.024048 | 0.135 | -0.036597 |  |  |  | 0 | 21561.6667
Mass Electric | NE North | Central | Chandler Street 2 | Worcester | 01-2J345 | Worcester | N | Mixed | 4.16 | 2.9398 | 8.4718 | 1259.0833 | 8827.653 | Metered | 2.1352 | Partial | No | [16 empty] | 34 | 34 | [6 empty] | 34 | 34 | [16 empty] | 182.3 | 182.3 | [6 empty] | 182.3 | 182.3 | 8.538% | 0 | 0 | 0 | 0 | 0 | 0 | 0 | 0 | 0 | 0 | 0 | 0 | 0 | 0 | 0 | 0 | 213991.032 | 213991.032 | 0 | 0 | 0 | 0 | 0 | 0 | 213991.032 | 213991.032 | [8 empty] | 8827.653 |  | 2.1352 | [9 empty] | N |  | N |  |  |  |  | 59.919 | 82.229 | 18.4221 | 64.3158 | 0.057979 | 0.55952 | 0.038917 | 0.56437 |  |  |  | 0 | 25396.3333
Mass Electric | NE North | Central | Chandler Street 2 | Worcester | 01-2J349 | Worcester | N | Mixed | 4.16 | 2.9398 | 5.4206 | 719.1667 | 6046.339 | Metered | 1.8205 | Partial | No | [16 empty] | 24 | 24 | [6 empty] | 24 | 24 | [16 empty] | 138.34 | 138.34 | [6 empty] | 138.34 | 138.34 | 7.599% | 0 | 0 | 0 | 0 | 0 | 0 | 0 | 0 | 0 | 0 | 0 | 0 | 0 | 0 | 0 | 0 | 162389.0256 | 162389.0256 | 0 | 0 | 0 | 0 | 0 | 0 | 162389.0256 | 162389.0256 | [8 empty] | 6046.339 |  | 1.8205 | [9 empty] | N |  | N |  |  |  |  | 398.8769 | -292.6799 | 79.2584 | 4.5069 | 0.48528 | -0.060432 | 0.034762 | 0.38036 |  |  |  | 0 | 47181.6667
Mass Electric | NE North | Central | Chandler Street 2 | Worcester | 01-2J353 | Worcester | N | Mixed | 4.16 | 2.6444 | 4.9559 | 266.5833 | 2314.3524 | Estimated | 0.66049 | Partial | No | [16 empty] | 4 | 4 | [6 empty] | 4 | 4 | [16 empty] | 27.27 | 27.27 | [6 empty] | 27.27 | 27.27 | 4.129% | 0 | 0 | 0 | 0 | 0 | 0 | 0 | 0 | 0 | 0 | 0 | 0 | 0 | 0 | 0 | 0 | 32010.6168 | 32010.6168 | 0 | 0 | 0 | 0 | 0 | 0 | 32010.6168 | 32010.6168 | [8 empty] | 2314.3524 |  | 0.66049 | [9 empty] | N |  | N |  |  |  |  | 121.2979 | -78.8585 | 8.4026 | 31.3072 | 0.090028 | 0.065179 | 0 | 0.14263 |  |  |  | 2240 | -2240
Mass Electric | NE North | Central | Chandler Street 2 | Worcester | 01-2J393 | Worcester | N | OH | 4.16 | 2.8821 | 4.7034 | 636.8333 | 4164.022 | Metered | 1.0928 | Partial | No | [16 empty] | 6 | 6 | [6 empty] | 6 | 6 | [16 empty] | 28.05 | 28.05 | [6 empty] | 28.05 | 28.05 | 2.567% | 0 | 0 | 0 | 0 | 0 | 0 | 0 | 0 | 0 | 0 | 0 | 0 | 0 | 0 | 0 | 0 | 32926.212 | 32926.212 | 0 | 0 | 0 | 0 | 0 | 0 | 32926.212 | 32926.212 | [8 empty] | 4164.022 |  | 1.0928 | [9 empty] | N |  | N |  |  |  |  | 21.7043 | 125.6963 | 21.7043 | 123.8713 | 0.062811 | 1.071 | 0.062811 | 1.07 |  |  |  | 0 | 75188.3333
Mass Electric | NE North | Central | Millbury 4 | Millbury | 01-304W1 | Grafton, Millbury | N | Mixed | 13.8 | 11.2341 | 22.2877 | 2209.9167 | 34785.6881 | Estimated | 9.9274 | Partial | No | [16 empty] | 171 | 171 | [6 empty] | 171 | 171 | [16 empty] | 5416.51 | 5416.51 | [6 empty] | 5416.51 | 5416.51 | 54.56% | 0 | 0 | 0 | 0 | 0 | 0 | 0 | 0 | 0 | 0 | 0 | 0 | 0 | 0 | 0 | 0 | 6358116.0984 | 6358116.0984 | 0 | 0 | 0 | 0 | 0 | 0 | 6358116.0984 | 6358116.0984 | [8 empty] | 34785.6881 |  | 9.9274 | [9 empty] | N |  | N |  |  |  |  | 367.5433 | 296.1913 | 367.2166 | -182.0504 | 1.9815 | 0.39296 | 1.9793 | -0.13376 |  |  |  | 544243 | -182398.6667
Mass Electric | NE North | Central | Millbury 4 | Millbury | 01-304W2 | Grafton, Millbury, Sutton | N | Mixed | 13.8 | 12.6682 | 59.5532 | 4046.0833 | 40034.251 | Estimated | 11.4253 | Partial | No | [16 empty] | 255 | 254 | 2 | 2 |  |  |  |  | 257 | 256 | [16 empty] | 6262.153 | 5612.353 | 7.6 | 7.6 |  |  |  |  | 6269.753 | 5619.953 | 54.88% | 0 | 0 | 0 | 0 | 0 | 0 | 0 | 0 | 0 | 0 | 0 | 0 | 0 | 0 | 0 | 0 | 7350765.6775 | 6588004.4455 | 8921.184 | 8921.184 | 0 | 0 | 0 | 0 | 7359686.8615 | 6596925.6295 | [8 empty] | 40034.251 |  | 11.4253 | [9 empty] | N |  | N |  |  |  |  | 33.7838 | 532.1282 | 33.7838 | 154.2236 | 0.3213 | 1.5897 | 0.3213 | 1.0762 |  |  |  | 73304 | 480077
Mass Electric | NE North | Central | Millbury 4 | Millbury | 01-304W3 | Millbury, Worcester | N | Mixed | 13.8 | 12.6682 | 41.4333 | 3097.4167 | 37326.2159 | Estimated | 10.6525 | Partial | No | [16 empty] | 222 | 222 | 2 | 2 |  |  |  |  | 224 | 224 | [16 empty] | 1509.515 | 1509.515 | 11.4 | 11.4 |  |  |  |  | 1520.915 | 1520.915 | 14.28% | 0 | 0 | 0 | 0 | 0 | 0 | 0 | 0 | 0 | 0 | 0 | 0 | 0 | 0 | 0 | 0 | 1771929.0876 | 1771929.0876 | 13381.776 | 13381.776 | 0 | 0 | 0 | 0 | 1785310.8636 | 1785310.8636 | [8 empty] | 37326.2159 |  | 10.6525 | [9 empty] | N |  | N |  |  |  |  | 28.4799 | 672.5869 | 27.1746 | 173.4653 | 0.24956 | 1.8716 | 0.23503 | 1.6832 |  |  |  | 25756 | 459997.6667
Mass Electric | NE North | Central | Millbury 4 | Millbury | 01-304W4 | Grafton, Millbury | N | Mixed | 13.8 | 10.1585 | 36.3907 | 2937.9167 | 24204.8087 | Estimated | 6.9078 | Partial | No | [16 empty] | 156 | 156 | [6 empty] | 156 | 156 | [16 empty] | 2428.68 | 2428.68 | [6 empty] | 2428.68 | 2428.68 | 35.16% | 0 | 0 | 0 | 0 | 0 | 0 | 0 | 0 | 0 | 0 | 0 | 0 | 0 | 0 | 0 | 0 | 2850881.7312 | 2850881.7312 | 0 | 0 | 0 | 0 | 0 | 0 | 2850881.7312 | 2850881.7312 | [8 empty] | 24204.8087 |  | 6.9078 | [9 empty] | N |  | N |  |  |  |  | 194.8098 | 356.8453 | 102.9035 | 24.3733 | 1.5783 | 0.67334 | 0.67395 | 0.89962 |  |  |  | 194313 | 62917.3333
Mass Electric | NE North | Central | Millbury 4 | Millbury | 01-304W5 | Millbury, Sutton | N | OH | 13.8 | 13.9828 | 55.1521 | 3567.75 | 35902.4036 | Estimated | 10.2461 | Partial | No | [16 empty] | 205 | 205 | 1 | 1 |  |  |  |  | 206 | 206 | [16 empty] | 5277.305 | 5277.305 | 10 | 10 |  |  |  |  | 5287.305 | 5287.305 | 51.6% | 0 | 0 | 0 | 0 | 0 | 0 | 0 | 0 | 0 | 0 | 0 | 0 | 0 | 0 | 0 | 0 | 6194711.7012 | 6194711.7012 | 11738.4 | 11738.4 | 0 | 0 | 0 | 0 | 6206450.1012 | 6206450.1012 | [8 empty] | 35902.4036 |  | 10.2461 | [9 empty] | N |  | N |  |  |  |  | 150.4082 | 437.2069 | 147.225 | 11.0658 | 1.4595 | 1.0852 | 1.4463 | 0.6328 |  |  |  | 180695 | 182821
Mass Electric | NE North | Central | Millbury 4 | Millbury | 01-304W6 | Grafton, Millbury, Sutton | N | OH | 13.8 | 12.6682 | 82.3695 | 2687.1667 | 44808.2098 | Estimated | 12.7877 | Partial | No | [12 empty] | 1 | 1 |  |  | 144 | 144 |  |  | 1 | 1 | 1 | 1 | 147 | 147 | [12 empty] | 143 | 143 |  |  | 4044.59 | 4044.59 |  |  | 6.6 | 6.6 | 0 | 0 | 4194.19 | 4194.19 | 32.8% | 0 | 0 | 0 | 0 | 0 | 0 | 0 | 0 | 0 | 0 | 0 | 0 | 721543.68 | 721543.68 | 0 | 0 | 4747701.5256 | 4747701.5256 | 0 | 0 | 21623.184 | 21623.184 | 0 | 0 | 5490868.3896 | 5490868.3896 | [8 empty] | 44808.2098 |  | 12.7877 | [9 empty] | N |  | N |  |  |  |  | 660.5314 | -64.1293 | 644.0538 | -450.4133 | 1.6903 | 0.13296 | 1.605 | -0.067197 |  |  |  | 291604 | -116481.6667
Mass Electric | NE North | Central | Bancroft Street 3 | Worcester | 01-3J341 | Worcester | N | OH | 4.16 | 2.5939 | 5.7972 | 819.9167 | 5680.6832 | Estimated | 1.6212 | Partial | No | [16 empty] | 2 | 2 | [6 empty] | 2 | 2 | [16 empty] | 16 | 16 | [6 empty] | 16 | 16 | 0.9869% | 0 | 0 | 0 | 0 | 0 | 0 | 0 | 0 | 0 | 0 | 0 | 0 | 0 | 0 | 0 | 0 | 18781.44 | 18781.44 | 0 | 0 | 0 | 0 | 0 | 0 | 18781.44 | 18781.44 | [8 empty] | 5680.6832 |  | 1.6212 | [9 empty] | N |  | N |  |  |  |  | 213.9559 | -17.5594 | 213.9559 | -21.2484 | 2.1417 | 0.0689 | 2.1417 | 0.066832 |  |  |  | 52890 | 39985.3333
Mass Electric | NE North | Central | Bancroft Street 3 | Worcester | 01-3J371 | Worcester | N | OH | 4.16 | 2.4138 | 2.9549 | 297.9167 | 3113.856 | Estimated | 0.88866 | Partial | No | [16 empty] | 4 | 4 | [6 empty] | 4 | 4 | [16 empty] | 28.98 | 28.98 | [6 empty] | 28.98 | 28.98 | 3.261% | 0 | 0 | 0 | 0 | 0 | 0 | 0 | 0 | 0 | 0 | 0 | 0 | 0 | 0 | 0 | 0 | 34017.8832 | 34017.8832 | 0 | 0 | 0 | 0 | 0 | 0 | 34017.8832 | 34017.8832 | [8 empty] | 3113.856 |  | 0.88866 | [9 empty] | N |  | N |  |  |  |  | 103.3443 | 45.5074 | 103.3443 | 37.4227 | 1.0003 | 0.30266 | 1.0003 | 0.2842 |  |  |  | 0 | 13389.3333
Mass Electric | NE North | Central | Bancroft Street 3 | Worcester | 01-3J372 | Worcester | N | OH | 4.16 | 2.7885 | 3.8496 | 832.0833 | 4839.1005 | Estimated | 1.381 | Partial | No | [16 empty] | 3 | 3 | [6 empty] | 3 | 3 | [16 empty] | 24.85 | 24.85 | [6 empty] | 24.85 | 24.85 | 1.799% | 0 | 0 | 0 | 0 | 0 | 0 | 0 | 0 | 0 | 0 | 0 | 0 | 0 | 0 | 0 | 0 | 29169.924 | 29169.924 | 0 | 0 | 0 | 0 | 0 | 0 | 29169.924 | 29169.924 | [8 empty] | 4839.1005 |  | 1.381 | [9 empty] | N |  | N |  |  |  |  | 368.1062 | -25.0012 | 368.1062 | -25.0012 | 1.233 | 0.51578 | 1.233 | 0.51578 |  |  |  | 0 | 177479
Mass Electric | NE North | Central | Bancroft Street 3 | Worcester | 01-3J373 | Worcester | N | OH | 4.16 | 2.8173 | 5.9028 | 1227.75 | 8121.2731 | Estimated | 2.3177 | Partial | No | [12 empty] | 2 | 2 |  |  | 4 | 4 | [6 empty] | 6 | 6 | [12 empty] | 61.2 | 61.2 |  |  | 26.16 | 26.16 | [6 empty] | 87.36 | 87.36 | 3.769% | 0 | 0 | 0 | 0 | 0 | 0 | 0 | 0 | 0 | 0 | 0 | 0 | 308800.512 | 308800.512 | 0 | 0 | 30707.6544 | 30707.6544 | 0 | 0 | 0 | 0 | 0 | 0 | 339508.1664 | 339508.1664 | [8 empty] | 8121.2731 |  | 2.3177 | [9 empty] | N |  | N |  |  |  |  | 195.2482 | -88.0567 | 195.2482 | -88.0567 | 1.0531 | 0.073253 | 1.0531 | 0.073253 |  |  |  | 0 | 0
Mass Electric | NE North | Central | Bancroft Street 3 | Worcester | 01-3J374 | Worcester | N | OH | 4.16 | 2.8461 | 3.4203 | 1019.9167 | 5217.8128 | Estimated | 1.4891 | Partial | No | [16 empty] | 3 | 3 | [6 empty] | 3 | 3 | [16 empty] | 31 | 31 | [6 empty] | 31 | 31 | 2.082% | 0 | 0 | 0 | 0 | 0 | 0 | 0 | 0 | 0 | 0 | 0 | 0 | 0 | 0 | 0 | 0 | 36389.04 | 36389.04 | 0 | 0 | 0 | 0 | 0 | 0 | 36389.04 | 36389.04 | [8 empty] | 5217.8128 |  | 1.4891 | [9 empty] | N |  | N |  |  |  |  | 684.7756 | -188.7852 | 684.7756 | -188.7852 | 1.9864 | -0.5649 | 1.9864 | -0.5649 |  |  |  | 422835 | 115165
Mass Electric | NE North | Central | Bancroft Street 3 | Worcester | 01-3J375 | Worcester | N | OH | 4.16 | 2.738 | 4.1411 | 689.3333 | 5091.5754 | Estimated | 1.4531 | Partial | No | [16 empty] | 6 | 6 | [6 empty] | 6 | 6 | [16 empty] | 35.565 | 35.565 | [6 empty] | 35.565 | 35.565 | 2.448% | 0 | 0 | 0 | 0 | 0 | 0 | 0 | 0 | 0 | 0 | 0 | 0 | 0 | 0 | 0 | 0 | 41747.6196 | 41747.6196 | 0 | 0 | 0 | 0 | 0 | 0 | 41747.6196 | 41747.6196 | [8 empty] | 5091.5754 |  | 1.4531 | [9 empty] | N |  | N |  |  |  |  | 336.573 | -244.4211 | 336.573 | -244.4211 | 1.0372 | -0.30507 | 1.0372 | -0.30507 |  |  |  | 0 | 0
Mass Electric | NE North | Central | North Oxford 2 | Oxford | 01-406L1 | Auburn, Charlton, Leicester, Oxford, Worcester | N | Mixed | 13.2 | 10.7456 | 62.0354 | 2632.6667 | 33725.249 | Metered | 8.406 | Partial | No | [16 empty] | 189 | 188 | [6 empty] | 189 | 188 | [16 empty] | 12274.27 | 11625.27 | [6 empty] | 12274.27 | 11625.27 | 146% | 0 | 0 | 0 | 0 | 0 | 0 | 0 | 0 | 0 | 0 | 0 | 0 | 0 | 0 | 0 | 0 | 14408029.0968 | 13646206.9368 | 0 | 0 | 0 | 0 | 0 | 0 | 14408029.0968 | 13646206.9368 | [8 empty] | 33725.249 |  | 8.406 | [9 empty] | N |  | N |  |  |  |  | 604.9197 | -379.246 | 551.5837 | -453.4949 | 1.821 | -0.83691 | 1.6831 | -0.94125 |  |  |  | 1167126 | -1022792.3333
Mass Electric | NE North | Central | North Oxford 2 | Oxford | 01-406L2 | Auburn, Oxford | N | Mixed | 13.2 | 10.7456 | 24.5687 | 1586.3333 | 28113.888 | Metered | 6.0663 | Partial | No | [16 empty] | 79 | 79 | [6 empty] | 79 | 79 | [16 empty] | 11654.79 | 11654.79 | [6 empty] | 11654.79 | 11654.79 | 192.1% | 0 | 0 | 0 | 0 | 0 | 0 | 0 | 0 | 0 | 0 | 0 | 0 | 0 | 0 | 0 | 0 | 13680858.6936 | 13680858.6936 | 0 | 0 | 0 | 0 | 0 | 0 | 13680858.6936 | 13680858.6936 | [8 empty] | 28113.888 |  | 6.0663 | [9 empty] | N |  | N |  |  |  |  | 258.9903 | -205.9578 | 254.8827 | -207.4134 | 0.86111 | -0.1373 | 0.85354 | -0.13165 |  |  |  | 89436 | -39119
Mass Electric | NE North | Central | North Oxford 2 | Oxford | 01-406L3 | Charlton, Oxford | N | Mixed | 13.2 | 11.7973 | 66.889 | 2658.25 | 34605.414 | Metered | 8.3145 | Partial | No | [16 empty] | 182 | 181 | [6 empty] | 182 | 181 | [16 empty] | 4380.955 | 3731.955 | [6 empty] | 4380.955 | 3731.955 | 52.69% | 0 | 0 | 0 | 0 | 0 | 0 | 0 | 0 | 0 | 0 | 0 | 0 | 0 | 0 | 0 | 0 | 5142540.2172 | 4380718.0572 | 0 | 0 | 0 | 0 | 0 | 0 | 5142540.2172 | 4380718.0572 | [8 empty] | 34605.414 |  | 8.3145 | [9 empty] | N |  | N |  |  |  |  | 395.7555 | 56.6322 | 284.8694 | -157.2978 | 2.5551 | -1.342 | 2.215 | -1.6026 |  |  |  | 218769 | -68529
Mass Electric | NE North | Central | North Oxford 2 | Oxford | 01-406L4 | Auburn, Oxford, Webster | N | OH | 13.2 | 10.7456 | 54.8133 | 3202.5 | 35620.977 | Metered | 9.2291 | Partial | No | [16 empty] | 198 | 198 | [6 empty] | 198 | 198 | [16 empty] | 4493.155 | 4493.155 | [6 empty] | 4493.155 | 4493.155 | 48.68% | 0 | 0 | 0 | 0 | 0 | 0 | 0 | 0 | 0 | 0 | 0 | 0 | 0 | 0 | 0 | 0 | 5274245.0652 | 5274245.0652 | 0 | 0 | 0 | 0 | 0 | 0 | 5274245.0652 | 5274245.0652 | [8 empty] | 35620.977 |  | 9.2291 | [9 empty] | N |  | N |  |  |  |  | 100.4912 | 269.5238 | 100.2333 | -72.2838 | 0.22389 | 0.54419 | 0.22108 | 0.055233 |  |  |  | 181169 | -137644.3333
Mass Electric | NE North | Central | Fiskdale 408 | Sturbridge | 01-408L1 | Brookfield, Sturbridge | N | OH | 13.2 | 9.5568 | 21.6587 | 906.5833 | 14364.034 | Metered | 3.4599 | Partial | No | [16 empty] | 36 | 36 | 1 | 1 |  |  |  |  | 37 | 37 | [16 empty] | 1741.83 | 1741.83 | 6 | 6 |  |  |  |  | 1747.83 | 1747.83 | 50.52% | 0 | 0 | 0 | 0 | 0 | 0 | 0 | 0 | 0 | 0 | 0 | 0 | 0 | 0 | 0 | 0 | 2044629.7272 | 2044629.7272 | 7043.04 | 7043.04 | 0 | 0 | 0 | 0 | 2051672.7672 | 2051672.7672 | [8 empty] | 14364.034 |  | 3.4599 | [9 empty] | N |  | N |  |  |  |  | 1028.7901 | -854.0125 | 949.7241 | -884.0858 | 2.2226 | -1.7714 | 2.184 | -1.8291 |  |  |  | 0 | 0
Mass Electric | NE North | Central | Fiskdale 408 | Sturbridge | 01-408L2 | Brimfield, Sturbridge | N | OH | 13.2 | 9.9912 | 28.2581 | 1141.75 | 26100.406 | Metered | 4.8622 | Partial | No | [16 empty] | 33 | 33 | [6 empty] | 33 | 33 | [16 empty] | 1141.99 | 1141.99 | [6 empty] | 1141.99 | 1141.99 | 23.49% | 0 | 0 | 0 | 0 | 0 | 0 | 0 | 0 | 0 | 0 | 0 | 0 | 0 | 0 | 0 | 0 | 1340513.5416 | 1340513.5416 | 0 | 0 | 0 | 0 | 0 | 0 | 1340513.5416 | 1340513.5416 | [8 empty] | 26100.406 |  | 4.8622 | [9 empty] | N |  | N |  |  |  |  | 631.1277 | -526.3621 | 620.5824 | -541.9551 | 2.7738 | -1.9871 | 2.7616 | -2.0437 |  |  |  | 412842 | -386055.3333
Mass Electric | NE North | Central | East Webster 412 | Webster | 01-412L1 | Webster | N | OH | 13.2 | 11.4087 | 27.3642 | 1607.3333 | 30668.67 | Metered | 6.9809 | Partial | No | [16 empty] | 130 | 130 | [6 empty] | 130 | 130 | [16 empty] | 1183.27 | 1183.27 | [6 empty] | 1183.27 | 1183.27 | 16.95% | 0 | 0 | 0 | 0 | 0 | 0 | 0 | 0 | 0 | 0 | 0 | 0 | 0 | 0 | 0 | 0 | 1388969.6568 | 1388969.6568 | 0 | 0 | 0 | 0 | 0 | 0 | 1388969.6568 | 1388969.6568 | [8 empty] | 30668.67 |  | 6.9809 | [9 empty] | N |  | N |  |  |  |  | 189.3689 | -47.7725 | 189.3689 | -157.5967 | 0.32601 | 0.098692 | 0.32601 | -0.10145 |  |  |  | 8778 | -8778
Mass Electric | NE North | Central | East Webster 412 | Webster | 01-412L2 | Dudley, Webster | N | OH | 13.2 | 11.4087 | 33.7767 | 3323.8333 | 35195.9597 | Estimated | 10.0445 | Partial | No | [16 empty] | 128 | 128 | [6 empty] | 128 | 128 | [16 empty] | 1660.41 | 1660.41 | [6 empty] | 1660.41 | 1660.41 | 16.53% | 0 | 0 | 0 | 0 | 0 | 0 | 0 | 0 | 0 | 0 | 0 | 0 | 0 | 0 | 0 | 0 | 1949055.6744 | 1949055.6744 | 0 | 0 | 0 | 0 | 0 | 0 | 1949055.6744 | 1949055.6744 | [8 empty] | 35195.9597 |  | 10.0445 | [9 empty] | N |  | N |  |  |  |  | 39.7222 | 181.4591 | 20.2537 | 194.755 | 1.1475 | 0.36563 | 1.1204 | 0.37616 |  |  |  | 39451 | 590095.3333
Mass Electric | NE North | Central | East Webster 412 | Webster | 01-412L3 | Dudley, Oxford, Webster | N | OH | 13.2 | 11.6602 | 9.6333 | 235.5833 | 23179.1297 | Estimated | 6.615 | Partial | No | [12 empty] | 3 | 3 |  |  | 26 | 26 | [6 empty] | 29 | 29 | [12 empty] | 4300 | 4300 |  |  | 1575.38 | 1575.38 | [6 empty] | 5875.38 | 5875.38 | 88.82% | 0 | 0 | 0 | 0 | 0 | 0 | 0 | 0 | 0 | 0 | 0 | 0 | 21696768 | 21696768 | 0 | 0 | 1849244.0592 | 1849244.0592 | 0 | 0 | 0 | 0 | 0 | 0 | 23546012.0592 | 23546012.0592 | [8 empty] | 23179.1297 |  | 6.615 | [9 empty] | N |  | N |  |  |  |  | 0 | 354.0414 | 0 | 39.5276 | 0 | 0.79096 | 0 | 0.638 |  |  |  | 0 | 3373.3333
Mass Electric | NE North | Central | East Webster 412 | Webster | 01-412L4 | Charlton, Dudley, Oxford, Webster | N | OH | 13.2 | 11.6602 | 66.2614 | 3088.3333 | 37203.264 | Metered | 8.1697 | Partial | No | [16 empty] | 192 | 192 | 2 | 2 |  |  |  |  | 194 | 194 | [16 empty] | 2534.89 | 2534.89 | 11.2 | 11.2 |  |  |  |  | 2546.09 | 2546.09 | 31.16% | 0 | 0 | 0 | 0 | 0 | 0 | 0 | 0 | 0 | 0 | 0 | 0 | 0 | 0 | 0 | 0 | 2975555.2776 | 2975555.2776 | 13147.008 | 13147.008 | 0 | 0 | 0 | 0 | 2988702.2856 | 2988702.2856 | [8 empty] | 37203.264 |  | 8.1697 | [9 empty] | N |  | N |  |  |  |  | 166.0659 | 176.1529 | 165.5883 | 67.6835 | 1.3953 | 0.42523 | 1.3949 | 0.25032 |  |  |  | 174473 | 137417.3333
Mass Electric | NE North | Central | East Webster 412 | Webster | 01-412L5 | Dudley, Webster | N | OH | 13.2 | 11.7059 | 23.2892 | 3200.6667 | 32418.7368 | Estimated | 9.2519 | Partial | No | [16 empty] | 88 | 88 | [6 empty] | 88 | 88 | [16 empty] | 650 | 650 | [6 empty] | 650 | 650 | 7.026% | 0 | 0 | 0 | 0 | 0 | 0 | 0 | 0 | 0 | 0 | 0 | 0 | 0 | 0 | 0 | 0 | 762996 | 762996 | 0 | 0 | 0 | 0 | 0 | 0 | 762996 | 762996 | [8 empty] | 32418.7368 |  | 9.2519 | [9 empty] | N |  | N |  |  |  |  | 106.7668 | -44.0631 | 27.4055 | -3.3898 | 1.3825 | -1.1366 | 0.11404 | 0.10561 |  |  |  | 0 | 16090.6667
Mass Electric | NE North | Central | East Webster 412 | Webster | 01-412L6 | Dudley, Oxford, Webster | N | Mixed | 13.2 | 8.848 | 13.3506 | 2170.5 | 25039.785 | Metered | 5.2433 | Partial | No | [16 empty] | 32 | 32 | [6 empty] | 32 | 32 | [16 empty] | 267.29 | 267.29 | [6 empty] | 267.29 | 267.29 | 5.098% | 0 | 0 | 0 | 0 | 0 | 0 | 0 | 0 | 0 | 0 | 0 | 0 | 0 | 0 | 0 | 0 | 313755.6936 | 313755.6936 | 0 | 0 | 0 | 0 | 0 | 0 | 313755.6936 | 313755.6936 | [8 empty] | 25039.785 |  | 5.2433 | [9 empty] | N |  | N |  |  |  |  | 17.0979 | 236.1307 | 17.0979 | 35.253 | 0.53398 | 0.50852 | 0.53398 | 0.17595 |  |  |  | 2967 | 91825
Mass Electric | NE North | Central | Snow Street 413 | Southbridge | 01-413L1 | Southbridge | N | OH | 13.2 | 11.7745 | 18.0992 | 2728.4167 | 29160.8407 | Estimated | 8.3222 | Partial | No | [16 empty] | 41 | 41 | [6 empty] | 41 | 41 | [16 empty] | 1735.87 | 1735.87 | [6 empty] | 1735.87 | 1735.87 | 20.86% | 0 | 0 | 0 | 0 | 0 | 0 | 0 | 0 | 0 | 0 | 0 | 0 | 0 | 0 | 0 | 0 | 2037633.6408 | 2037633.6408 | 0 | 0 | 0 | 0 | 0 | 0 | 2037633.6408 | 2037633.6408 | [8 empty] | 29160.8407 |  | 8.3222 | [9 empty] | N |  | N |  |  |  |  | 144.585 | -72.4445 | 144.585 | -84.5853 | 0.51129 | 0.097986 | 0.51129 | -0.038009 |  |  |  | 321767 | -228013.3333
Mass Electric | NE North | Central | Snow Street 413 | Southbridge | 01-413L2 | Southbridge, Sturbridge | N | OH | 13.2 | 10.7456 | 53.3403 | 2988 | 27558.5967 | Estimated | 7.8649 | Partial | No | [16 empty] | 137 | 135 | 1 | 1 |  |  |  |  | 138 | 136 | [16 empty] | 3204.52 | 1220.92 | 7.6 | 7.6 |  |  |  |  | 3212.12 | 1228.52 | 40.84% | 0 | 0 | 0 | 0 | 0 | 0 | 0 | 0 | 0 | 0 | 0 | 0 | 0 | 0 | 0 | 0 | 3761593.7568 | 1433164.7328 | 8921.184 | 8921.184 | 0 | 0 | 0 | 0 | 3770514.9408 | 1442085.9168 | [8 empty] | 27558.5967 |  | 7.8649 | [9 empty] | N |  | N |  |  |  |  | 326.3795 | -94.8807 | 326.2289 | -179.9109 | 0.49029 | 0.97131 | 0.48996 | 0.863 |  |  |  | 109543 | 112054
Mass Electric | NE North | Central | Snow Street 413 | Southbridge | 01-413L3 | Charlton, Dudley, Southbridge | N | OH | 13.2 | 11.7745 | 51.5714 | 2943.5 | 20476.988 | Metered | 9.5263 | Partial | No | [6 empty] | 1 | 1 | [8 empty] | 125 | 125 | 1 | 1 |  |  |  |  | 127 | 127 | [6 empty] | 324 | 324 | [8 empty] | 11738.97 | 11738.97 | 7.6 | 7.6 |  |  |  |  | 12070.57 | 12070.57 | 126.7% | 0 | 0 | 0 | 0 | 0 | 0 | 1061501.76 | 1061501.76 | 0 | 0 | 0 | 0 | 0 | 0 | 0 | 0 | 13779672.5448 | 13779672.5448 | 8921.184 | 8921.184 | 0 | 0 | 0 | 0 | 14850095.4888 | 14850095.4888 | [8 empty] | 20476.988 |  | 9.5263 | [9 empty] | N |  | N |  |  |  |  | 348.7566 | -48.08 | 340.6479 | -205.9951 | 2.726 | -1.4617 | 2.5701 | -1.6806 |  |  |  | 588400 | -493722
Mass Electric | NE North | Central | Snow Street 413 | Southbridge | 01-413L4 | Charlton, Southbridge | N | OH | 4.16 | 9.7168 | 23.8388 | 1892 | 10753.953 | Metered | 5.0832 | Partial | No | [8 empty] | 1 | 1 | [6 empty] | 62 | 61 |  |  | 1 | 1 |  |  | 64 | 63 | [8 empty] | 1600 | 1600 | [6 empty] | 6396.3 | 5596.3 |  |  | 100 | 100 |  |  | 8096.3 | 7296.3 | 159.3% | 0 | 0 | 0 | 0 | 0 | 0 | 0 | 0 | 10273728 | 10273728 | 0 | 0 | 0 | 0 | 0 | 0 | 7508232.792 | 6569160.792 | 0 | 0 | 327624 | 327624 | 0 | 0 | 18109584.792 | 17170512.792 | [8 empty] | 10753.953 |  | 5.0832 | [9 empty] | N |  | N |  |  |  |  | 272.9091 | -227.7463 | 272.9091 | -253.0647 | 0.62262 | 0.1974 | 0.62262 | 0.17843 |  |  |  | 475547 | -468440.6667
Mass Electric | NE North | Central | Snow Street 413 | Southbridge | 01-413L6 | Southbridge, Sturbridge | N | OH | 4.16 | 13.7178 | 2.842 | 1 | 3525.882 | Metered | 1.6461 | Partial | No | [12 empty] | 1 | 1 | [10 empty] | 1 | 1 | [12 empty] | 1126 | 1126 | [10 empty] | 1126 | 1126 | 68.4% | 0 | 0 | 0 | 0 | 0 | 0 | 0 | 0 | 0 | 0 | 0 | 0 | 5681525.76 | 5681525.76 | 0 | 0 | 0 | 0 | 0 | 0 | 0 | 0 | 0 | 0 | 5681525.76 | 5681525.76 | [8 empty] | 3525.882 |  | 1.6461 | [9 empty] | N |  | N |  |  |  |  | 0 | 720.3333 | 0 | 77.6667 | 0 | 0.66667 | 0 | 0.33333 |  |  |  | 0 | 0
Mass Electric | NE North | Central | Snow Street 413 | Southbridge | 01-413L7 | Southbridge, Sturbridge | N | OH | 13.2 | 7.2019 | 10.2396 | 316.5 | 2500.936 | Metered | 1.0593 | Partial | No | [16 empty] | 33 | 33 | 2 | 2 |  |  |  |  | 35 | 35 | [16 empty] | 245.75 | 245.75 | 15.2 | 15.2 |  |  |  |  | 260.95 | 260.95 | 24.63% | 0 | 0 | 0 | 0 | 0 | 0 | 0 | 0 | 0 | 0 | 0 | 0 | 0 | 0 | 0 | 0 | 288471.18 | 288471.18 | 17842.368 | 17842.368 | 0 | 0 | 0 | 0 | 306313.548 | 306313.548 | [8 empty] | 2500.936 |  | 1.0593 | [9 empty] | N |  | N |  |  |  |  | 858.2528 | -637.2457 | 798.4487 | -595.749 | 3.2164 | -0.75012 | 2.5592 | -0.41293 |  |  |  | 0 | 11095
Mass Electric | NE North | Central | West Charlton 415 | Charlton | 01-415L1 | Brookfield, Charlton, Sturbridge | N | OH | 13.2 | 11.2715 | 65.3356 | 2576.25 | 27612.0048 | Estimated | 7.8801 | Partial | No | [16 empty] | 132 | 132 | 2 | 2 |  |  |  |  | 134 | 134 | [16 empty] | 8967.02 | 8967.02 | 7.6 | 7.6 |  |  |  |  | 8974.62 | 8974.62 | 113.9% | 0 | 0 | 0 | 0 | 0 | 0 | 0 | 0 | 0 | 0 | 0 | 0 | 0 | 0 | 0 | 0 | 10525846.7568 | 10525846.7568 | 8921.184 | 8921.184 | 0 | 0 | 0 | 0 | 10534767.9408 | 10534767.9408 | [8 empty] | 27612.0048 |  | 7.8801 | [9 empty] | N |  | N |  |  |  |  | 306.7307 | -63.3549 | 277.8674 | -98.4777 | 1.2371 | 0.36304 | 1.2192 | 0.22629 |  |  |  | 183052 | 79927.6667
Mass Electric | NE North | Central | West Charlton 415 | Charlton | 01-415L2 | Charlton, Southbridge | N | OH | 13.8 | 11.1115 | 56.4951 | 1748.8333 | 22885.385 | Estimated | 6.5312 | Partial | No | [16 empty] | 122 | 122 | 2 | 2 | 1 | 1 |  |  | 125 | 125 | [16 empty] | 8913.545 | 8913.545 | 17.6 | 17.6 | 6.75 | 6.75 |  |  | 8937.895 | 8937.895 | 136.8% | 0 | 0 | 0 | 0 | 0 | 0 | 0 | 0 | 0 | 0 | 0 | 0 | 0 | 0 | 0 | 0 | 10463075.6628 | 10463075.6628 | 20659.584 | 20659.584 | 22114.62 | 22114.62 | 0 | 0 | 10505849.8668 | 10505849.8668 | [8 empty] | 22885.385 |  | 6.5312 | [9 empty] | N |  | N |  |  |  |  | 503.0376 | -248.1512 | 147.1575 | -43.0847 | 1.1036 | 0.55201 | 0.92462 | 0.36582 |  |  |  | 46731 | -13716
Mass Electric | NE North | Central | West Charlton 415 | Charlton | 01-415L3 | Charlton, Sturbridge | N | Mixed | 13.8 | 11.683 | 20.1513 | 584.5833 | 19680.897 | Estimated | 5.6167 | Partial | No | [16 empty] | 19 | 19 | [6 empty] | 19 | 19 | [16 empty] | 2281.13 | 2281.13 | [6 empty] | 2281.13 | 2281.13 | 40.61% | 0 | 0 | 0 | 0 | 0 | 0 | 0 | 0 | 0 | 0 | 0 | 0 | 0 | 0 | 0 | 0 | 2677681.6392 | 2677681.6392 | 0 | 0 | 0 | 0 | 0 | 0 | 2677681.6392 | 2677681.6392 | [8 empty] | 19680.897 |  | 5.6167 | [9 empty] | N |  | N |  |  |  |  | 350.8687 | -193.1664 | 350.8687 | -230.5843 | 1.1735 | -0.20566 | 1.1735 | -0.33533 |  |  |  | 15390 | 32.6667
Mass Electric | NE North | Central | Cambridge Street 4 | Worcester | 01-4J324 | Worcester | N | OH | 13.8 | 2.6299 | 8.3915 | 1011.5 | 7271.2746 | Estimated | 2.0751 | No | No | [12 empty] | 1 | 1 |  |  | 5 | 5 | [6 empty] | 6 | 6 | [12 empty] | 75 | 75 |  |  | 360.9 | 360.9 | [6 empty] | 435.9 | 435.9 | 21.01% | 0 | 0 | 0 | 0 | 0 | 0 | 0 | 0 | 0 | 0 | 0 | 0 | 378432 | 378432 | 0 | 0 | 423638.856 | 423638.856 | 0 | 0 | 0 | 0 | 0 | 0 | 802070.856 | 802070.856 | [8 empty] | 7271.2746 |  | 2.0751 | [9 empty] | N |  | N |  |  |  |  | 0 | 96.9328 | 0 | 96.9328 | 0 | 1.0043 | 0 | 1.0043 |  |  |  | 0 | 76243
Mass Electric | NE North | Central | Cambridge Street 4 | Worcester | 01-4J336 | Worcester | N | OH | 13.8 | 2.3345 | 4.5809 | 536.4167 | 2356.4316 | Estimated | 0.6725 | No | No | [16 empty] | 3 | 3 | [6 empty] | 3 | 3 | [16 empty] | 75.2 | 75.2 | [6 empty] | 75.2 | 75.2 | 11.18% | 0 | 0 | 0 | 0 | 0 | 0 | 0 | 0 | 0 | 0 | 0 | 0 | 0 | 0 | 0 | 0 | 88272.768 | 88272.768 | 0 | 0 | 0 | 0 | 0 | 0 | 88272.768 | 88272.768 | [8 empty] | 2356.4316 |  | 0.6725 | [9 empty] | N |  | N |  |  |  |  | 93.2894 | 65.0652 | 93.2894 | 65.0652 | 0.27404 | 0.42967 | 0.27404 | 0.42967 |  |  |  | 0 | 81202.3333
Mass Electric | NE North | Central | Cambridge Street 4 | Worcester | 01-4J338 | Worcester | N | OH | 13.8 | 2.7092 | 3.2229 | 384.9167 | 2440.5898 | Estimated | 0.69652 | No | No | [16 empty] | 2 | 2 | [6 empty] | 2 | 2 | [16 empty] | 10.3 | 10.3 | [6 empty] | 10.3 | 10.3 | 1.479% | 0 | 0 | 0 | 0 | 0 | 0 | 0 | 0 | 0 | 0 | 0 | 0 | 0 | 0 | 0 | 0 | 12090.552 | 12090.552 | 0 | 0 | 0 | 0 | 0 | 0 | 12090.552 | 12090.552 | [8 empty] | 2440.5898 |  | 0.69652 | [9 empty] | N |  | N |  |  |  |  | 0.90669 | 20.1952 | 0.90669 | 20.1952 | 0.0077939 | 0.15033 | 0.0077939 | 0.15033 |  |  |  | 0 | 0
Mass Electric | NE North | Central | Cambridge Street 4 | Worcester | 01-4J339 | Worcester | N | OH | 13.8 | 2.3778 | 3.921 | 1098.8333 | 4712.8631 | Estimated | 1.345 | No | No | [16 empty] | 5 | 5 | [6 empty] | 5 | 5 | [16 empty] | 39.8 | 39.8 | [6 empty] | 39.8 | 39.8 | 2.959% | 0 | 0 | 0 | 0 | 0 | 0 | 0 | 0 | 0 | 0 | 0 | 0 | 0 | 0 | 0 | 0 | 46718.832 | 46718.832 | 0 | 0 | 0 | 0 | 0 | 0 | 46718.832 | 46718.832 | [8 empty] | 4712.8631 |  | 1.345 | [9 empty] | N |  | N |  |  |  |  | 34.4056 | 62.5045 | 34.4056 | 62.5045 | 0.18747 | 0.066649 | 0.18747 | 0.066649 |  |  |  | 0 | 0
Mass Electric | NE North | Central | Cambridge Street 4 | Worcester | 01-4J340 | Worcester | N | OH | 4.16 | 1.9815 | 2.075 | 323.5 | 1826.2345 | Estimated | 0.52119 | No | No | [16 empty] | 1 | 1 | [6 empty] | 1 | 1 | [16 empty] | 7.6 | 7.6 | [6 empty] | 7.6 | 7.6 | 1.458% | 0 | 0 | 0 | 0 | 0 | 0 | 0 | 0 | 0 | 0 | 0 | 0 | 0 | 0 | 0 | 0 | 8921.184 | 8921.184 | 0 | 0 | 0 | 0 | 0 | 0 | 8921.184 | 8921.184 | [8 empty] | 1826.2345 |  | 0.52119 | [9 empty] | N |  | N |  |  |  |  | 89.6229 | 197.7223 | 6.5997 | 168.9924 | 0.17929 | 0.44267 | 0.061824 | 0.52824 |  |  |  | 0 | 53448.3333
Mass Electric | NE North | Central | Cambridge Street 4 | Worcester | 01-4J348 | Worcester | N | OH | 4.16 | 2.7092 | 2.472 | 260.0833 | 3029.6977 | Estimated | 0.86464 | No | No | [16 empty] | 5 | 5 | [6 empty] | 5 | 5 | [16 empty] | 38.52 | 38.52 | [6 empty] | 38.52 | 38.52 | 4.455% | 0 | 0 | 0 | 0 | 0 | 0 | 0 | 0 | 0 | 0 | 0 | 0 | 0 | 0 | 0 | 0 | 45216.3168 | 45216.3168 | 0 | 0 | 0 | 0 | 0 | 0 | 45216.3168 | 45216.3168 | [8 empty] | 3029.6977 |  | 0.86464 | [9 empty] | N |  | N |  |  |  |  | 0.26914 | 82.8787 | 0 | 64.7233 | 0.0038449 | 0.7159 | 0 | 0.63285 |  |  |  | 0 | 17487.3333
Mass Electric | NE North | Central | Lashaway 525 | North Brookfield | 01-525L1 | East Brookfield, North Brookfield, West Brookfield | N | OH | 13.2 | 6.8589 | 38.8023 | 1719.9167 | 8783.186 | Metered | 5.1823 | Partial | No | [16 empty] | 71 | 71 |  |  | 2 | 2 |  |  | 73 | 73 | [16 empty] | 5598.68 | 5598.68 |  |  | 9 | 9 |  |  | 5607.68 | 5607.68 | 108.2% | 0 | 0 | 0 | 0 | 0 | 0 | 0 | 0 | 0 | 0 | 0 | 0 | 0 | 0 | 0 | 0 | 6571954.5312 | 6571954.5312 | 0 | 0 | 29486.16 | 29486.16 | 0 | 0 | 6601440.6912 | 6601440.6912 | [8 empty] | 8783.186 |  | 5.1823 | [9 empty] | N |  | N |  |  |  |  | 254.0472 | -102.5048 | 198.2724 | -118.8101 | 1.1256 | -0.49127 | 1.0192 | -0.50794 |  |  |  | 77858 | -16376.3333
Mass Electric | NE North | Central | Lashaway 525 | North Brookfield | 01-525L2 | Brookfield, East Brookfield, New Braintree, North Brookfield, Spencer, Sturbridge, Warren, West Brookfield | N | OH | 13.2 | 10.8828 | 119.7367 | 4081.9167 | 3029.6977 | Estimated | 0.86464 | Partial | No | [16 empty] | 214 | 214 | 1 | 1 | 1 | 1 |  |  | 216 | 216 | [16 empty] | 8890.78 | 8890.78 | 7.6 | 7.6 | 10 | 10 |  |  | 8908.38 | 8908.38 | 1030% | 0 | 0 | 0 | 0 | 0 | 0 | 0 | 0 | 0 | 0 | 0 | 0 | 0 | 0 | 0 | 0 | 10436353.1952 | 10436353.1952 | 8921.184 | 8921.184 | 32762.4 | 32762.4 | 0 | 0 | 10478036.7792 | 10478036.7792 | [8 empty] | 3029.6977 |  | 0.86464 | [9 empty] | N |  | N |  |  |  |  | 241.1296 | 28.3002 | 197.9377 | 1.8349 | 0.42995 | 1.4615 | 0.39124 | 1.3867 |  |  |  | 0 | 474689
Mass Electric | NE North | Central | Meadow Street 552 | Spencer | 01-552L1 | Charlton, Leicester, North Brookfield, Spencer | N | OH | 13.8 | 11.7973 | 91.0672 | 4774.75 | 32338.6246 | Estimated | 9.2291 | Partial | No | [8 empty] | 1 | 1 | [6 empty] | 193 | 193 | [6 empty] | 194 | 194 | [8 empty] | 995 | 995 | [6 empty] | 7349.475 | 7349.475 | [6 empty] | 8344.475 | 8344.475 | 90.42% | 0 | 0 | 0 | 0 | 0 | 0 | 0 | 0 | 6388974.6 | 6388974.6 | 0 | 0 | 0 | 0 | 0 | 0 | 8627107.734 | 8627107.734 | 0 | 0 | 0 | 0 | 0 | 0 | 15016082.334 | 15016082.334 | [8 empty] | 32338.6246 |  | 9.2291 | [9 empty] | N |  | N |  |  |  |  | 367.0701 | 95.1527 | 183.6972 | 18.604 | 0.84968 | 1.392 | 0.69637 | 1.1486 |  |  |  | 249805 | 238055
Mass Electric | NE North | Central | Meadow Street 552 | Spencer | 01-552L3 | East Brookfield, North Brookfield, Spencer | N | OH | 13.8 | 11.7973 | 33.4551 | 1306.9167 | 20989.3963 | Estimated | 5.9901 | Partial | No | [16 empty] | 45 | 45 | [6 empty] | 45 | 45 | [16 empty] | 460.22 | 460.22 | [6 empty] | 460.22 | 460.22 | 7.683% | 0 | 0 | 0 | 0 | 0 | 0 | 0 | 0 | 0 | 0 | 0 | 0 | 0 | 0 | 0 | 0 | 540224.6448 | 540224.6448 | 0 | 0 | 0 | 0 | 0 | 0 | 540224.6448 | 540224.6448 | [8 empty] | 20989.3963 |  | 5.9901 | [9 empty] | N |  | N |  |  |  |  | 662.9635 | -349.359 | 544.2 | -387.6188 | 2.7859 | -1.9782 | 2.5885 | -1.9307 |  |  |  | 162870 | -121531
Mass Electric | NE North | Central | Treasure Valley 55 | Paxton | 01-55W1 | Oakham, Paxton, Rutland | N | Mixed | 13.8 | 12.6682 | 100.5722 | 3602.5833 | 28197.0666 | Estimated | 8.0471 | Partial | No | 2 | 2 | [14 empty] | 403 | 403 | [6 empty] | 405 | 405 | 600 | 600 | [14 empty] | 18942.455 | 18942.455 | [6 empty] | 19542.455 | 19542.455 | 242.9% | 3852648 | 3852648 | 0 | 0 | 0 | 0 | 0 | 0 | 0 | 0 | 0 | 0 | 0 | 0 | 0 | 0 | 22235411.3772 | 22235411.3772 | 0 | 0 | 0 | 0 | 0 | 0 | 26088059.3772 | 26088059.3772 | [8 empty] | 28197.0666 |  | 8.0471 | [9 empty] | N |  | N |  |  |  |  | 104.2507 | -5.0026 | 93.2606 | 2.4217 | 0.5868 | -0.10934 | 0.53212 | -0.062942 |  |  |  | 0 | 167234
Mass Electric | NE North | Central | Westminster 602 | Westminster | 01-602W2 | Barre, Gardner, Hubbardston, Templeton, Westminster | N | OH | 13.8 | 11.8316 | 69.09 | 3370.0833 | 25684.4567 | Estimated | 7.33 | Partial | No | [16 empty] | 173 | 173 | 1 | 1 |  |  |  |  | 174 | 174 | [16 empty] | 7128.61 | 7128.61 | 7.6 | 7.6 |  |  |  |  | 7136.21 | 7136.21 | 97.36% | 0 | 0 | 0 | 0 | 0 | 0 | 0 | 0 | 0 | 0 | 0 | 0 | 0 | 0 | 0 | 0 | 8367847.5624 | 8367847.5624 | 8921.184 | 8921.184 | 0 | 0 | 0 | 0 | 8376768.7464 | 8376768.7464 | [8 empty] | 25684.4567 |  | 7.33 | [9 empty] | N |  | N |  |  |  |  | 84.9863 | 142.7408 | 67.4126 | 44.8054 | 0.76111 | 0.11548 | 0.70265 | -0.2779 |  |  |  | 15381 | 173828
Mass Electric | NE North | Central | Westminster 602 | Westminster | 01-602W3 | Westminster | N | OH | 13.8 | 8.8199 | 9.1833 | 537.9167 | 8375.3663 | Estimated | 2.3902 | No | No | [16 empty] | 25 | 25 | [6 empty] | 25 | 25 | [16 empty] | 1139.13 | 1139.13 | [6 empty] | 1139.13 | 1139.13 | 47.66% | 0 | 0 | 0 | 0 | 0 | 0 | 0 | 0 | 0 | 0 | 0 | 0 | 0 | 0 | 0 | 0 | 1337156.3592 | 1337156.3592 | 0 | 0 | 0 | 0 | 0 | 0 | 1337156.3592 | 1337156.3592 | [8 empty] | 8375.3663 |  | 2.3902 | [9 empty] | N |  | N |  |  |  |  | 210.0586 | -193.7533 | 210.0586 | -193.7533 | 1.1991 | -1.0631 | 1.1991 | -1.0631 |  |  |  | 105718 | -105718
Mass Electric | NE North | Central | Crystal Lake | Gardner | 01-607W1 | Gardner, Templeton, Winchendon | N | OH | 13.8 | 12.3097 | 49.8273 | 3738.9167 | 30709.6765 | Estimated | 8.7642 | Partial | No | [8 empty] | 1 | 1 | [6 empty] | 231 | 231 | 1 | 1 |  |  |  |  | 233 | 233 | [8 empty] | 1620 | 1620 | [6 empty] | 5890.185 | 5890.185 | 7800 | 7800 |  |  |  |  | 15310.185 | 15310.185 | 174.7% | 0 | 0 | 0 | 0 | 0 | 0 | 0 | 0 | 10402149.6 | 10402149.6 | 0 | 0 | 0 | 0 | 0 | 0 | 6914134.7604 | 6914134.7604 | 9155952 | 9155952 | 0 | 0 | 0 | 0 | 26472236.3604 | 26472236.3604 | [8 empty] | 30709.6765 |  | 8.7642 | [9 empty] | N |  | N |  |  |  |  | 60.9965 | 43.9763 | 17.2994 | 87.4166 | 0.26478 | 0.76476 | 0.21477 | 0.81468 |  |  |  | 0 | 330090
Mass Electric | NE North | Central | Crystal Lake | Gardner | 01-607W2 | Gardner | N | OH | 13.8 | 12.6682 | 86.5778 | 1759.4167 | 14489.3837 | Estimated | 4.1351 | Partial | No | [16 empty] | 6 | 6 | 1 | 1 |  |  |  |  | 7 | 7 | [16 empty] | 49.45 | 49.45 | 7.6 | 7.6 |  |  |  |  | 57.05 | 57.05 | 1.38% | 0 | 0 | 0 | 0 | 0 | 0 | 0 | 0 | 0 | 0 | 0 | 0 | 0 | 0 | 0 | 0 | 58046.388 | 58046.388 | 8921.184 | 8921.184 | 0 | 0 | 0 | 0 | 66967.572 | 66967.572 | [8 empty] | 14489.3837 |  | 4.1351 | [9 empty] | N |  | N |  |  |  |  | 201.6111 | -171.9969 | 10.1647 | -5.9461 | 0.29157 | -0.17988 | 0.010231 | 0.019281 |  |  |  | 1805 | -1805
Mass Electric | NE North | Central | Crystal Lake | Gardner | 01-607W3 | Ashburnham, Gardner, Winchendon | N | OH | 13.8 | 12.6682 | 20.7811 | 743.8333 | 13540.1756 | Estimated | 3.8642 | Partial | No | [16 empty] | 30 | 30 |  |  | 1 | 1 |  |  | 31 | 31 | [16 empty] | 371.071 | 371.071 |  |  | 3300 | 3300 |  |  | 3671.071 | 3671.071 | 95% | 0 | 0 | 0 | 0 | 0 | 0 | 0 | 0 | 0 | 0 | 0 | 0 | 0 | 0 | 0 | 0 | 435577.9826 | 435577.9826 | 0 | 0 | 10811592 | 10811592 | 0 | 0 | 11247169.9826 | 11247169.9826 | [8 empty] | 13540.1756 |  | 3.8642 | [9 empty] | N |  | N |  |  |  |  | 103.0916 | -43.7139 | 103.0916 | -43.8864 | 1.0795 | -0.66835 | 1.0795 | -0.66925 |  |  |  | 65035 | -41330.3333
Mass Electric | NE North | Central | Crystal Lake | Gardner | 01-607W4 | Gardner | N | Mixed | 13.8 | 10.1585 | 24.3598 | 1838.6667 | 22529.7354 | Estimated | 6.4297 | Partial | No | [16 empty] | 74 | 74 |  |  | 1 | 1 |  |  | 75 | 75 | [16 empty] | 493.46 | 493.46 |  |  | 3300 | 3300 |  |  | 3793.46 | 3793.46 | 59% | 0 | 0 | 0 | 0 | 0 | 0 | 0 | 0 | 0 | 0 | 0 | 0 | 0 | 0 | 0 | 0 | 579243.0864 | 579243.0864 | 0 | 0 | 10811592 | 10811592 | 0 | 0 | 11390835.0864 | 11390835.0864 | [8 empty] | 22529.7354 |  | 6.4297 | [9 empty] | N |  | N |  |  |  |  | 9.3013 | 57.7161 | 7.3651 | 54.3599 | 0.10225 | 0.50617 | 0.10062 | 0.50615 |  |  |  | 0 | 88452
Mass Electric | NE North | Central | East Westminster 609 | Westminster | 01-609W1 | Fitchburg, Hubbardston, Rutland, Westminster | N | OH | 13.8 | 11.3775 | 84.8242 | 1934.5833 | 29050.955 | Metered | 6.127 | Partial | No | [16 empty] | 152 | 152 | 3 | 3 |  |  |  |  | 155 | 155 | [16 empty] | 3065.725 | 3065.725 | 26.6 | 26.6 |  |  |  |  | 3092.325 | 3092.325 | 50.47% | 0 | 0 | 0 | 0 | 0 | 0 | 0 | 0 | 0 | 0 | 0 | 0 | 0 | 0 | 0 | 0 | 3598670.634 | 3598670.634 | 31224.144 | 31224.144 | 0 | 0 | 0 | 0 | 3629894.778 | 3629894.778 | [8 empty] | 29050.955 |  | 6.127 | [9 empty] | N |  | N |  |  |  |  | 1047.3222 | -681.5232 | 951.8551 | -651.5943 | 6.2313 | -4.4191 | 6.0644 | -4.5875 |  |  |  | 1485097 | -1242364.6667
Mass Electric | NE North | Central | East Westminster 609 | Westminster | 01-609W2 | Princeton, Westminster | N | OH | 13.8 | 9.2024 | 27.1731 | 821.3333 | 18397.888 | Estimated | 5.2505 | Partial | No | [16 empty] | 44 | 44 | [6 empty] | 44 | 44 | [16 empty] | 339.75 | 339.75 | [6 empty] | 339.75 | 339.75 | 6.471% | 0 | 0 | 0 | 0 | 0 | 0 | 0 | 0 | 0 | 0 | 0 | 0 | 0 | 0 | 0 | 0 | 398812.14 | 398812.14 | 0 | 0 | 0 | 0 | 0 | 0 | 398812.14 | 398812.14 | [8 empty] | 18397.888 |  | 5.2505 | [9 empty] | N |  | N |  |  |  |  | 350.569 | -206.6178 | 237.8011 | -129.396 | 2.1563 | -1.1994 | 2.0223 | -1.1083 |  |  |  | 128007 | -86004.6667
Mass Electric | NE North | Central | Ashburnham 610 | Ashburnham | 01-610W3 | Ashburnham, Gardner, Westminster | N | OH | 13.8 | 11.7838 | 28.4064 | 851 | 11135.602 | Metered | 4.151 | Partial | No | [16 empty] | 62 | 62 | [6 empty] | 62 | 62 | [16 empty] | 2967.53 | 2967.53 | [6 empty] | 2967.53 | 2967.53 | 71.49% | 0 | 0 | 0 | 0 | 0 | 0 | 0 | 0 | 0 | 0 | 0 | 0 | 0 | 0 | 0 | 0 | 3483405.4152 | 3483405.4152 | 0 | 0 | 0 | 0 | 0 | 0 | 3483405.4152 | 3483405.4152 | [8 empty] | 11135.602 |  | 4.151 | [9 empty] | N |  | N |  |  |  |  | 27.2573 | 213.9471 | 27.2009 | 72.4412 | 0.53937 | 0.065011 | 0.53819 | -0.065927 |  |  |  | 5248 | 35298.3333
Mass Electric | NE North | Central | East Winchendon 612 | Winchendon | 01-612W1 | Winchendon | N | OH | 13.8 | 12.6682 | 62.0017 | 2431.75 | 25991.5535 | Estimated | 7.4177 | Partial | No | [6 empty] | 1 | 1 | [8 empty] | 129 | 129 | 1 | 1 |  |  |  |  | 131 | 131 | [6 empty] | 200 | 200 | [8 empty] | 8134.55 | 8134.55 | 7.6 | 7.6 |  |  |  |  | 8342.15 | 8342.15 | 112.5% | 0 | 0 | 0 | 0 | 0 | 0 | 655248 | 655248 | 0 | 0 | 0 | 0 | 0 | 0 | 0 | 0 | 9548660.172 | 9548660.172 | 8921.184 | 8921.184 | 0 | 0 | 0 | 0 | 10212829.356 | 10212829.356 | [8 empty] | 25991.5535 |  | 7.4177 | [9 empty] | N |  | N |  |  |  |  | 66.689 | 65.2894 | 58.3407 | 32.2287 | 0.18341 | 0.84312 | 0.16901 | 0.8084 |  |  |  | 1860 | 27059.6667
Mass Electric | NE North | Central | East Winchendon 612 | Winchendon | 01-612W3 | Winchendon | N | OH | 13.8 | 10.1585 | 38.6223 | 1683.4167 | 19347.0962 | Estimated | 5.5214 | Partial | No | [16 empty] | 92 | 92 | 1 | 1 |  |  |  |  | 93 | 93 | [16 empty] | 10553.88 | 10553.88 | 7.6 | 7.6 |  |  |  |  | 10561.48 | 10561.48 | 191.3% | 0 | 0 | 0 | 0 | 0 | 0 | 0 | 0 | 0 | 0 | 0 | 0 | 0 | 0 | 0 | 0 | 12388566.4992 | 12388566.4992 | 8921.184 | 8921.184 | 0 | 0 | 0 | 0 | 12397487.6832 | 12397487.6832 | [8 empty] | 19347.0962 |  | 5.5214 | [9 empty] | N |  | N |  |  |  |  | 241.0514 | -29.6741 | 233.1592 | -25.2291 | 0.44255 | 0.71166 | 0.43364 | 0.69487 |  |  |  | 2083 | 133957.6667
Mass Electric | NE North | Central | Webster Street 6 | Worcester | 01-6J304 | Worcester | N | OH | 4.16 | 2.1832 | 3.7129 | 604.75 | 3324.2517 | Estimated | 0.9487 | No | No | [16 empty] | 5 | 5 | [6 empty] | 5 | 5 | [16 empty] | 57.18 | 57.18 | [6 empty] | 57.18 | 57.18 | 6.027% | 0 | 0 | 0 | 0 | 0 | 0 | 0 | 0 | 0 | 0 | 0 | 0 | 0 | 0 | 0 | 0 | 67120.1712 | 67120.1712 | 0 | 0 | 0 | 0 | 0 | 0 | 67120.1712 | 67120.1712 | [8 empty] | 3324.2517 |  | 0.9487 | [9 empty] | N |  | N |  |  |  |  | 379.1468 | -351.1785 | 11.5618 | 16.4064 | 1.1757 | -0.84665 | 0.17693 | 0.15211 |  |  |  | 0 | 0
Mass Electric | NE North | Central | Webster Street 6 | Worcester | 01-6J305 | Worcester | N | Mixed | 4.16 | 2.2769 | 1.4744 | 86 | 1346.5323 | Estimated | 0.38428 | No | No | [16 empty] | 2 | 2 | [6 empty] | 2 | 2 | [16 empty] | 7.2 | 7.2 | [6 empty] | 7.2 | 7.2 | 1.874% | 0 | 0 | 0 | 0 | 0 | 0 | 0 | 0 | 0 | 0 | 0 | 0 | 0 | 0 | 0 | 0 | 8451.648 | 8451.648 | 0 | 0 | 0 | 0 | 0 | 0 | 8451.648 | 8451.648 | [8 empty] | 1346.5323 |  | 0.38428 | [9 empty] | N |  | N |  |  |  |  | 6.4884 | 458.0651 | 6.4884 | 458.0651 | 0.05814 | 1.9741 | 0.05814 | 1.9741 |  |  |  | 0 | 33479.3333
Mass Electric | NE North | Central | Webster Street 6 | Worcester | 01-6J312 | Worcester | N | OH | 4.16 | 2.2337 | 3.5225 | 206.9167 | 1767.3237 | Estimated | 0.50437 | No | No | [16 empty] | 7 | 7 | [6 empty] | 7 | 7 | [16 empty] | 22.87 | 22.87 | [6 empty] | 22.87 | 22.87 | 4.534% | 0 | 0 | 0 | 0 | 0 | 0 | 0 | 0 | 0 | 0 | 0 | 0 | 0 | 0 | 0 | 0 | 26845.7208 | 26845.7208 | 0 | 0 | 0 | 0 | 0 | 0 | 26845.7208 | 26845.7208 | [8 empty] | 1767.3237 |  | 0.50437 | [9 empty] | N |  | N |  |  |  |  | 195.1559 | -5.8362 | 192.8699 | -81.1753 | 0.11116 | 1.375 | 0.057994 | 1.3865 |  |  |  | 0 | 4947
Mass Electric | NE North | Central | Webster Street 6 | Worcester | 01-6J316 | Auburn, Worcester | N | Mixed | 4.16 | 1.7005 | 4.1144 | 179.9167 | 2103.9568 | Estimated | 0.60044 | No | No | [16 empty] | 3 | 3 | [6 empty] | 3 | 3 | [16 empty] | 12.66 | 12.66 | [6 empty] | 12.66 | 12.66 | 2.108% | 0 | 0 | 0 | 0 | 0 | 0 | 0 | 0 | 0 | 0 | 0 | 0 | 0 | 0 | 0 | 0 | 14860.8144 | 14860.8144 | 0 | 0 | 0 | 0 | 0 | 0 | 14860.8144 | 14860.8144 | [8 empty] | 2103.9568 |  | 0.60044 | [9 empty] | N |  | N |  |  |  |  | 65.7026 | 47.2009 | 65.7026 | 33.361 | 1.0005 | 0.0070585 | 1.0005 | -0.0041147 |  |  |  | 11141 | -11141
Mass Electric | NE North | Central | Webster Street 6 | Worcester | 01-6J318 | Worcester | N | Mixed | 4.16 | 1.9599 | 2.1472 | 301.25 | 1935.6402 | Estimated | 0.55241 | No | No | [16 empty] | 5 | 5 | [6 empty] | 5 | 5 | [16 empty] | 28.16 | 28.16 | [6 empty] | 28.16 | 28.16 | 5.098% | 0 | 0 | 0 | 0 | 0 | 0 | 0 | 0 | 0 | 0 | 0 | 0 | 0 | 0 | 0 | 0 | 33055.3344 | 33055.3344 | 0 | 0 | 0 | 0 | 0 | 0 | 33055.3344 | 33055.3344 | [8 empty] | 1935.6402 |  | 0.55241 | [9 empty] | N |  | N |  |  |  |  | 26.8481 | 4.1408 | 26.8481 | 4.1408 | 0.1527 | 0.21667 | 0.1527 | 0.21667 |  |  |  | 0 | 0
Mass Electric | NE North | Central | Webster Street 6 | Worcester | 01-6J319 | Worcester | N | OH | 4.16 | 2.2264 | 4.4116 | 403.3333 | 3113.856 | Estimated | 0.88866 | No | No | [12 empty] | 1 | 1 |  |  | 7 | 7 | [6 empty] | 8 | 8 | [12 empty] | 1.2 | 1.2 |  |  | 35.68 | 35.68 | [6 empty] | 36.88 | 36.88 | 4.15% | 0 | 0 | 0 | 0 | 0 | 0 | 0 | 0 | 0 | 0 | 0 | 0 | 6054.912 | 6054.912 | 0 | 0 | 41882.6112 | 41882.6112 | 0 | 0 | 0 | 0 | 0 | 0 | 47937.5232 | 47937.5232 | [8 empty] | 3113.856 |  | 0.88866 | [9 empty] | N |  | N |  |  |  |  | 154.3909 | 50.7952 | 154.3909 | 50.7952 | 0.12893 | 1.3642 | 0.12893 | 1.3642 |  |  |  | 1599 | 44674.3333
Mass Electric | NE North | Central | Webster Street 6 | Worcester | 01-6J326 | Worcester | N | OH | 4.16 | 2.2337 | 5.0517 | 1050.8333 | 3955.4387 | Estimated | 1.1288 | No | No | [12 empty] | 2 | 2 |  |  | 9 | 9 | [6 empty] | 11 | 11 | [12 empty] | 2.4 | 2.4 |  |  | 30.92 | 30.92 | [6 empty] | 33.32 | 33.32 | 2.952% | 0 | 0 | 0 | 0 | 0 | 0 | 0 | 0 | 0 | 0 | 0 | 0 | 12109.824 | 12109.824 | 0 | 0 | 36295.1328 | 36295.1328 | 0 | 0 | 0 | 0 | 0 | 0 | 48404.9568 | 48404.9568 | [8 empty] | 3955.4387 |  | 1.1288 | [9 empty] | N |  | N |  |  |  |  | 163.2219 | -50.6405 | 163.2219 | -50.6405 | 0.95448 | 0.15916 | 0.95448 | 0.15916 |  |  |  | 0 | 0
Mass Electric | NE North | Central | Webster Street 6 | Worcester | 01-6J342 | Worcester | N | OH | 4.16 | 2.9398 | 4.5822 | 1065 | 5554.4458 | Estimated | 1.5852 | No | No | [12 empty] | 1 | 1 |  |  | 4 | 4 | [6 empty] | 5 | 5 | [12 empty] | 1.2 | 1.2 |  |  | 18.66 | 18.66 | [6 empty] | 19.86 | 19.86 | 1.253% | 0 | 0 | 0 | 0 | 0 | 0 | 0 | 0 | 0 | 0 | 0 | 0 | 6054.912 | 6054.912 | 0 | 0 | 21903.8544 | 21903.8544 | 0 | 0 | 0 | 0 | 0 | 0 | 27958.7664 | 27958.7664 | [8 empty] | 5554.4458 |  | 1.5852 | [9 empty] | N |  | N |  |  |  |  | 96.0601 | 18.476 | 96.0601 | -28.4472 | 0.26573 | 0.21747 | 0.26573 | 0.19739 |  |  |  | 0 | 0
Mass Electric | NE North | Central | Webster Street 6 | Worcester | 01-6J356 | Worcester | N | OH | 4.16 | 2.9398 | 5.1119 | 552.1667 | 6227.712 | Estimated | 1.7773 | No | No | [16 empty] | 1 | 1 | [6 empty] | 1 | 1 | [16 empty] | 7.6 | 7.6 | [6 empty] | 7.6 | 7.6 | 0.4276% | 0 | 0 | 0 | 0 | 0 | 0 | 0 | 0 | 0 | 0 | 0 | 0 | 0 | 0 | 0 | 0 | 8921.184 | 8921.184 | 0 | 0 | 0 | 0 | 0 | 0 | 8921.184 | 8921.184 | [8 empty] | 6227.712 |  | 1.7773 | [9 empty] | N |  | N |  |  |  |  | 81.3794 | -21.3511 | 81.3794 | -21.3511 | 0.099608 | 0.55226 | 0.099608 | 0.55226 |  |  |  | 0 | 25380
Mass Electric | NE North | Central | Webster Street 6 | Worcester | 01-6W1 | Auburn, Worcester | N | OH | 13.8 | 7.2663 | 15.6341 | 1503.3333 | 18146.627 | Estimated | 5.1788 | Partial | No | [12 empty] | 1 | 1 |  |  | 57 | 57 | [6 empty] | 58 | 58 | [12 empty] | 1.2 | 1.2 |  |  | 354.84 | 354.84 | [6 empty] | 356.04 | 356.04 | 6.875% | 0 | 0 | 0 | 0 | 0 | 0 | 0 | 0 | 0 | 0 | 0 | 0 | 6054.912 | 6054.912 | 0 | 0 | 416525.3856 | 416525.3856 | 0 | 0 | 0 | 0 | 0 | 0 | 422580.2976 | 422580.2976 | [8 empty] | 18146.627 |  | 5.1788 | [9 empty] | N |  | N |  |  |  |  | 126.298 | -93.5557 | 126.0925 | -94.1118 | 0.20022 | 0.18944 | 0.19956 | 0.18632 |  |  |  | 0 | 21106.6667
Mass Electric | NE North | Central | Webster Street 6 | Worcester | 01-6W2 | Worcester | N | Mixed | 13.8 | 11.7838 | 23.9019 | 2889.25 | 25126.099 | Estimated | 7.1707 | Partial | No | [16 empty] | 136 | 136 | [6 empty] | 136 | 136 | [16 empty] | 816.96 | 816.96 | [6 empty] | 816.96 | 816.96 | 11.39% | 0 | 0 | 0 | 0 | 0 | 0 | 0 | 0 | 0 | 0 | 0 | 0 | 0 | 0 | 0 | 0 | 958980.3264 | 958980.3264 | 0 | 0 | 0 | 0 | 0 | 0 | 958980.3264 | 958980.3264 | [8 empty] | 25126.099 |  | 7.1707 | [9 empty] | N |  | N |  |  |  |  | 6.2982 | 79.3025 | 6.2982 | 79.2841 | 0.03115 | 1.169 | 0.03115 | 1.1689 |  |  |  | 0 | 117199
Mass Electric | NE North | Central | Stearns Street 7 | Worcester | 01-7J386 | Auburn, Leicester, Worcester | N | OH | 4.16 | 2.9398 | 6.0263 | 705.9167 | 3635.6373 | Estimated | 1.0376 | No | No | [16 empty] | 30 | 30 | [6 empty] | 30 | 30 | [16 empty] | 192.38 | 192.38 | [6 empty] | 192.38 | 192.38 | 18.54% | 0 | 0 | 0 | 0 | 0 | 0 | 0 | 0 | 0 | 0 | 0 | 0 | 0 | 0 | 0 | 0 | 225823.3392 | 225823.3392 | 0 | 0 | 0 | 0 | 0 | 0 | 225823.3392 | 225823.3392 | [8 empty] | 3635.6373 |  | 1.0376 | [9 empty] | N |  | N |  |  |  |  | 90.2529 | -65.3237 | 90.2529 | -65.891 | 2.0045 | -1.8167 | 2.0045 | -1.8172 |  |  |  | 0 | 12913.3333
Mass Electric | NE North | Central | Stearns Street 7 | Worcester | 01-7J387 | Worcester | N | Mixed | 4.16 | 2.9398 | 5.4273 | 830.6667 | 4578.2099 | Estimated | 1.3066 | No | No | [16 empty] | 39 | 39 | [6 empty] | 39 | 39 | [16 empty] | 262.595 | 262.595 | [6 empty] | 262.595 | 262.595 | 20.1% | 0 | 0 | 0 | 0 | 0 | 0 | 0 | 0 | 0 | 0 | 0 | 0 | 0 | 0 | 0 | 0 | 308244.5148 | 308244.5148 | 0 | 0 | 0 | 0 | 0 | 0 | 308244.5148 | 308244.5148 | [8 empty] | 4578.2099 |  | 1.3066 | [9 empty] | N |  | N |  |  |  |  | 106.364 | 44.5189 | 106.364 | 42.9821 | 2.3054 | -1.4702 | 2.3054 | -1.4711 |  |  |  | 0 | 118692.3333
Mass Electric | NE North | Central | Vernon Hill 8 | Worcester | 01-8J364 | Worcester | N | OH | 4.16 | 2.9254 | 4.4324 | 392.5833 | 2852.9654 | Estimated | 0.8142 | Partial | No | [16 empty] | 4 | 4 | [6 empty] | 4 | 4 | [16 empty] | 326.4 | 326.4 | [6 empty] | 326.4 | 326.4 | 40.09% | 0 | 0 | 0 | 0 | 0 | 0 | 0 | 0 | 0 | 0 | 0 | 0 | 0 | 0 | 0 | 0 | 383141.376 | 383141.376 | 0 | 0 | 0 | 0 | 0 | 0 | 383141.376 | 383141.376 | [8 empty] | 2852.9654 |  | 0.8142 | [9 empty] | N |  | N |  |  |  |  | 0 | 56.1742 | 0 | 50.0067 | 0 | 0.27014 | 0 | 0.2351 |  |  |  | 0 | 0
Mass Electric | NE North | Central | Vernon Hill 8 | Worcester | 01-8J365 | Worcester | N | OH | 4.16 | 2.4714 | 5.8612 | 1426.6667 | 6598.0084 | Estimated | 1.883 | Partial | No | [16 empty] | 9 | 9 | [6 empty] | 9 | 9 | [16 empty] | 53.04 | 53.04 | [6 empty] | 53.04 | 53.04 | 2.817% | 0 | 0 | 0 | 0 | 0 | 0 | 0 | 0 | 0 | 0 | 0 | 0 | 0 | 0 | 0 | 0 | 62260.4736 | 62260.4736 | 0 | 0 | 0 | 0 | 0 | 0 | 62260.4736 | 62260.4736 | [8 empty] | 6598.0084 |  | 1.883 | [9 empty] | N |  | N |  |  |  |  | 22.5456 | 105.2339 | 19.7664 | 29.7738 | 0.12967 | 0.071434 | 0.084112 | 0.077669 |  |  |  | 0 | 0
Mass Electric | NE North | Central | Vernon Hill 8 | Worcester | 01-8J389 | Worcester | N | OH | 4.16 | 1.9599 | 1.1953 | 348.5 | 1918.8086 | Estimated | 0.54761 | Partial | No | [16 empty] | 5 | 5 | [6 empty] | 5 | 5 | [16 empty] | 171.2 | 171.2 | [6 empty] | 171.2 | 171.2 | 31.26% | 0 | 0 | 0 | 0 | 0 | 0 | 0 | 0 | 0 | 0 | 0 | 0 | 0 | 0 | 0 | 0 | 200961.408 | 200961.408 | 0 | 0 | 0 | 0 | 0 | 0 | 200961.408 | 200961.408 | [8 empty] | 1918.8086 |  | 0.54761 | [9 empty] | N |  | N |  |  |  |  | 50.6485 | -30.6118 | 50.6485 | -30.6118 | 0.12912 | -0.049966 | 0.12912 | -0.049966 |  |  |  | 0 | 0
Mass Electric | NE North | Central | Vernon Hill 8 | Worcester | 01-8W1 | Auburn, Millbury, Worcester | N | Mixed | 13.8 | 11.3297 | 27.6301 | 3551.8333 | 27666.6267 | Estimated | 7.8957 | Partial | No | [16 empty] | 116 | 116 | 2 | 2 | 1 | 1 | 1 | 1 | 120 | 120 | [16 empty] | 7717.57 | 7717.57 | 15.2 | 15.2 | 600 | 600 | 500 | 0 | 8832.77 | 8332.77 | 111.9% | 0 | 0 | 0 | 0 | 0 | 0 | 0 | 0 | 0 | 0 | 0 | 0 | 0 | 0 | 0 | 0 | 9059192.3688 | 9059192.3688 | 17842.368 | 17842.368 | 1965744 | 1965744 | 0 | 0 | 11042778.7368 | 11042778.7368 | [8 empty] | 27666.6267 |  | 7.8957 | [9 empty] | N |  | N |  |  |  |  | 66.4243 | 52.9933 | 64.0297 | 2.5914 | 1.9871 | -1.7726 | 1.9773 | -1.8612 |  |  |  | 178495 | -173333
Mass Electric | NE North | Central | Vernon Hill 8 | Worcester | 01-8W2 | Millbury, Worcester | N | Mixed | 13.8 | 12.5965 | 14.1195 | 853.5 | 24595.6591 | Estimated | 7.0193 | Partial | No | [16 empty] | 23 | 23 |  |  | 1 | 1 |  |  | 24 | 24 | [16 empty] | 2637.73 | 2637.73 |  |  | 28.8 | 28.8 |  |  | 2666.53 | 2666.53 | 37.99% | 0 | 0 | 0 | 0 | 0 | 0 | 0 | 0 | 0 | 0 | 0 | 0 | 0 | 0 | 0 | 0 | 3096272.9832 | 3096272.9832 | 0 | 0 | 94355.712 | 94355.712 | 0 | 0 | 3190628.6952 | 3190628.6952 | [8 empty] | 24595.6591 |  | 7.0193 | [9 empty] | N |  | N |  |  |  |  | 343.1271 | -184.3436 | 336.6596 | -177.8762 | 1.0123 | -0.086285 | 0.91857 | 0.0074466 |  |  |  | 13662 | 151557.6667
Mass Electric | NE North | Central | Grafton Street 9 | Worcester | 01-9J301 | Worcester | N | UG | 4.16 | 1.5564 | 3.0572 | 45.1667 | 3450.4891 | Estimated | 0.98473 | Partial | No | [24 empty] | 0 | 0 | [24 empty] | 0 | 0 | 0% | 0 | 0 | 0 | 0 | 0 | 0 | 0 | 0 | 0 | 0 | 0 | 0 | 0 | 0 | 0 | 0 | 0 | 0 | 0 | 0 | 0 | 0 | 0 | 0 | 0 | 0 | [8 empty] | 3450.4891 |  | 0.98473 | [9 empty] | N |  | N |  |  |  |  | 0 | 138.2885 | 0 | 138.2885 | 0 | 1.237 | 0 | 1.237 |  |  |  | 0 | 4499.3333
Mass Electric | NE North | Central | Grafton Street 9 | Worcester | 01-9J302 | Worcester | N | OH | 4.16 | 2.4498 | 2.9964 | 411.8333 | 4696.0315 | Estimated | 1.3402 | Partial | No | [16 empty] | 2 | 2 | [6 empty] | 2 | 2 | [16 empty] | 8.6 | 8.6 | [6 empty] | 8.6 | 8.6 | 0.6417% | 0 | 0 | 0 | 0 | 0 | 0 | 0 | 0 | 0 | 0 | 0 | 0 | 0 | 0 | 0 | 0 | 10095.024 | 10095.024 | 0 | 0 | 0 | 0 | 0 | 0 | 10095.024 | 10095.024 | [8 empty] | 4696.0315 |  | 1.3402 | [9 empty] | N |  | N |  |  |  |  | 0 | 46.0717 | 0 | 44.9844 | 0 | 0.71 | 0 | 0.70927 |  |  |  | 0 | 0
Mass Electric | NE North | Central | Grafton Street 9 | Worcester | 01-9J303 | Worcester | N | Mixed | 4.16 | 2.1328 | 4.8466 | 364.25 | 4578.2099 | Estimated | 1.3066 | Partial | No | [16 empty] | 8 | 8 | [6 empty] | 8 | 8 | [16 empty] | 53.65 | 53.65 | [6 empty] | 53.65 | 53.65 | 4.106% | 0 | 0 | 0 | 0 | 0 | 0 | 0 | 0 | 0 | 0 | 0 | 0 | 0 | 0 | 0 | 0 | 62976.516 | 62976.516 | 0 | 0 | 0 | 0 | 0 | 0 | 62976.516 | 62976.516 | [8 empty] | 4578.2099 |  | 1.3066 | [9 empty] | N |  | N |  |  |  |  | 11.3027 | 122.1689 | 11.3027 | 122.1689 | 0.063143 | 1.4046 | 0.063143 | 1.4046 |  |  |  | 0 | 13266.6667
Mass Electric | NE North | Central | Grafton Street 9 | Worcester | 01-9J306 | Worcester | N | OH | 4.16 | 2.1976 | 4.8394 | 981.8333 | 7414.3436 | Estimated | 2.116 | Partial | No | [16 empty] | 7 | 7 | [6 empty] | 7 | 7 | [16 empty] | 78.05 | 78.05 | [6 empty] | 78.05 | 78.05 | 3.689% | 0 | 0 | 0 | 0 | 0 | 0 | 0 | 0 | 0 | 0 | 0 | 0 | 0 | 0 | 0 | 0 | 91618.212 | 91618.212 | 0 | 0 | 0 | 0 | 0 | 0 | 91618.212 | 91618.212 | [8 empty] | 7414.3436 |  | 2.116 | [9 empty] | N |  | N |  |  |  |  | 15.5281 | 320.0359 | 15.5281 | 320.0359 | 0.024444 | 1.0038 | 0.024444 | 1.0038 |  |  |  | 14718 | 282937.6667
Mass Electric | NE North | Central | Grafton Street 9 | Worcester | 01-9J307 | Worcester | N | OH | 4.16 | 1.9743 | 4.1795 | 807.1667 | 4393.0617 | Estimated | 1.2537 | Partial | No | [16 empty] | 2 | 2 | [6 empty] | 2 | 2 | [16 empty] | 15.85 | 15.85 | [6 empty] | 15.85 | 15.85 | 1.264% | 0 | 0 | 0 | 0 | 0 | 0 | 0 | 0 | 0 | 0 | 0 | 0 | 0 | 0 | 0 | 0 | 18605.364 | 18605.364 | 0 | 0 | 0 | 0 | 0 | 0 | 18605.364 | 18605.364 | [8 empty] | 4393.0617 |  | 1.2537 | [9 empty] | N |  | N |  |  |  |  | 1504.9507 | -1316.4343 | 1504.9507 | -1316.4343 | 4.2519 | -3.0484 | 4.2519 | -3.0484 |  |  |  | 1059208 | -1007721
Mass Electric | NE North | Central | Grafton Street 9 | Worcester | 01-9J310 | Worcester | N | OH | 4.16 | 1.7653 | 2.885 | 516.5833 | 3736.6272 | Estimated | 1.0664 | Partial | No | [16 empty] | 2 | 2 | [6 empty] | 2 | 2 | [16 empty] | 93.44 | 93.44 | [6 empty] | 93.44 | 93.44 | 8.762% | 0 | 0 | 0 | 0 | 0 | 0 | 0 | 0 | 0 | 0 | 0 | 0 | 0 | 0 | 0 | 0 | 109683.6096 | 109683.6096 | 0 | 0 | 0 | 0 | 0 | 0 | 109683.6096 | 109683.6096 | [8 empty] | 3736.6272 |  | 1.0664 | [9 empty] | N |  | N |  |  |  |  | 4.0265 | 137.4856 | 4.0265 | 137.4856 | 0.050331 | 1.3784 | 0.050331 | 1.3784 |  |  |  | 0 | 53807.6667
Mass Electric | NE North | Central | Grafton Street 9 | Worcester | 01-9J315 | Worcester | N | OH | 4.16 | 2.3201 | 3.4322 | 331.3333 | 5941.5739 | Estimated | 1.6957 | Partial | No | [16 empty] | 1 | 1 | [6 empty] | 1 | 1 | [16 empty] | 42 | 42 | [6 empty] | 42 | 42 | 2.477% | 0 | 0 | 0 | 0 | 0 | 0 | 0 | 0 | 0 | 0 | 0 | 0 | 0 | 0 | 0 | 0 | 49301.28 | 49301.28 | 0 | 0 | 0 | 0 | 0 | 0 | 49301.28 | 49301.28 | [8 empty] | 5941.5739 |  | 1.6957 | [9 empty] | N |  | N |  |  |  |  | 0 | 47.6086 | 0 | 47.6086 | 0 | 0.81433 | 0 | 0.81433 |  |  |  | 0 | 0
Mass Electric | NE North | Central | Grafton Street 9 | Worcester | 01-9J321 | Worcester | N | OH | 4.16 | 2.0679 | 4.082 | 1106 | 5478.7034 | Estimated | 1.5636 | Partial | No | [16 empty] | 7 | 7 | [6 empty] | 7 | 7 | [16 empty] | 34.5 | 34.5 | [6 empty] | 34.5 | 34.5 | 2.207% | 0 | 0 | 0 | 0 | 0 | 0 | 0 | 0 | 0 | 0 | 0 | 0 | 0 | 0 | 0 | 0 | 40497.48 | 40497.48 | 0 | 0 | 0 | 0 | 0 | 0 | 40497.48 | 40497.48 | [8 empty] | 5478.7034 |  | 1.5636 | [9 empty] | N |  | N |  |  |  |  | 0 | 40.4679 | 0 | 39.7542 | 0 | 0.6868 | 0 | 0.68648 |  |  |  | 0 | 0
Mass Electric | NE North | Central | Grafton Street 9 | Worcester | 01-9J327 | Worcester | N | OH | 4.16 | 1.9815 | 1.5665 | 27.9167 | 706.9295 | Estimated | 0.20175 | Partial | No | [16 empty] | 1 | 1 | [6 empty] | 1 | 1 | [16 empty] | 75 | 75 | [6 empty] | 75 | 75 | 37.17% | 0 | 0 | 0 | 0 | 0 | 0 | 0 | 0 | 0 | 0 | 0 | 0 | 0 | 0 | 0 | 0 | 88038 | 88038 | 0 | 0 | 0 | 0 | 0 | 0 | 88038 | 88038 | [8 empty] | 706.9295 |  | 0.20175 | [9 empty] | N |  | N |  |  |  |  | 0 | 41.4225 | 0 | 24.5416 | 0 | 0.87114 | 0 | 0.56162 |  |  |  | 0 | 0
Mass Electric | NE North | Central | Grafton Street 9 | Worcester | 01-9J329 | Worcester | N | OH | 4.16 | 2.8893 | 4.1148 | 169.1667 | 4443.5567 | Estimated | 1.2681 | Partial | No | [16 empty] | 2 | 2 | [6 empty] | 2 | 2 | [16 empty] | 9.8 | 9.8 | [6 empty] | 9.8 | 9.8 | 0.7728% | 0 | 0 | 0 | 0 | 0 | 0 | 0 | 0 | 0 | 0 | 0 | 0 | 0 | 0 | 0 | 0 | 11503.632 | 11503.632 | 0 | 0 | 0 | 0 | 0 | 0 | 11503.632 | 11503.632 | [8 empty] | 4443.5567 |  | 1.2681 | [9 empty] | N |  | N |  |  |  |  | 0 | 95.1633 | 0 | 95.1633 | 0 | 1.0287 | 0 | 1.0287 |  |  |  | 0 | 10224
Mass Electric | NE North | Central | Grafton Street 9 | Worcester | 01-9J337 | Worcester | N | OH | 4.16 | 2.4642 | 4.6513 | 1137.4167 | 6505.4343 | Estimated | 1.8566 | Partial | No | [16 empty] | 14 | 14 | [6 empty] | 14 | 14 | [16 empty] | 132.57 | 132.57 | [6 empty] | 132.57 | 132.57 | 7.141% | 0 | 0 | 0 | 0 | 0 | 0 | 0 | 0 | 0 | 0 | 0 | 0 | 0 | 0 | 0 | 0 | 155615.9688 | 155615.9688 | 0 | 0 | 0 | 0 | 0 | 0 | 155615.9688 | 155615.9688 | [8 empty] | 6505.4343 |  | 1.8566 | [9 empty] | N |  | N |  |  |  |  | 61.0999 | 111.1432 | 61.0999 | 67.2849 | 0.29101 | 1.0817 | 0.29101 | 0.95255 |  |  |  | 0 | 91929.6667
Mass Electric | NE North | Central | Grafton Street 9 | Worcester | 01-9J352 | Worcester | N | Mixed | 4.16 | 1.931 | 6.2835 | 975.9167 | 6194.0487 | Estimated | 1.7677 | Partial | No | [16 empty] | 20 | 20 | [6 empty] | 20 | 20 | [16 empty] | 130.67 | 130.67 | [6 empty] | 130.67 | 130.67 | 7.392% | 0 | 0 | 0 | 0 | 0 | 0 | 0 | 0 | 0 | 0 | 0 | 0 | 0 | 0 | 0 | 0 | 153385.6728 | 153385.6728 | 0 | 0 | 0 | 0 | 0 | 0 | 153385.6728 | 153385.6728 | [8 empty] | 6194.0487 |  | 1.7677 | [9 empty] | N |  | N |  |  |  |  | 76.026 | 114.7656 | 76.026 | 106.1153 | 0.31458 | 1.0381 | 0.31458 | 0.99372 |  |  |  | 0 | 45491
Mass Electric | NE North | Central | Grafton Street 9 | Worcester | 01-9J360 | Worcester | N | Mixed | 4.16 | 1.9526 | 5.9936 | 816 | 9341.568 | Estimated | 2.666 | Partial | No | [16 empty] | 25 | 25 | [6 empty] | 25 | 25 | [16 empty] | 181.4 | 181.4 | [6 empty] | 181.4 | 181.4 | 6.804% | 0 | 0 | 0 | 0 | 0 | 0 | 0 | 0 | 0 | 0 | 0 | 0 | 0 | 0 | 0 | 0 | 212934.576 | 212934.576 | 0 | 0 | 0 | 0 | 0 | 0 | 212934.576 | 212934.576 | [8 empty] | 9341.568 |  | 2.666 | [9 empty] | N |  | N |  |  |  |  | 489.25 | -451.1384 | 489.25 | -451.5072 | 1.5588 | -0.86108 | 1.5588 | -0.86148 |  |  |  | 398029 | -398029
Mass Electric | NE North | Central | Grafton Street 9 | Worcester | 01-9J382 | Worcester | N | OH | 4.16 | 2.1976 | 1.4937 | 59.1667 | 1599.0071 | Estimated | 0.45634 | Partial | No | [24 empty] | 0 | 0 | [24 empty] | 0 | 0 | 0% | 0 | 0 | 0 | 0 | 0 | 0 | 0 | 0 | 0 | 0 | 0 | 0 | 0 | 0 | 0 | 0 | 0 | 0 | 0 | 0 | 0 | 0 | 0 | 0 | 0 | 0 | [8 empty] | 1599.0071 |  | 0.45634 | [9 empty] | N |  | N |  |  |  |  | 0 | 48.1419 | 0 | 48.1419 | 0 | 0.72729 | 0 | 0.72729 |  |  |  | 0 | 0
Mass Electric | NE North | Central | Webster Street 6 | Worcester | 01-HT11-11A | Worcester | N | UG | 13.8 | 8.3897 | 3.2114 | 200.75 | 9073.3135 | Estimated | 2.5894 | No | No | [24 empty] | 0 | 0 | [24 empty] | 0 | 0 | 0% | 0 | 0 | 0 | 0 | 0 | 0 | 0 | 0 | 0 | 0 | 0 | 0 | 0 | 0 | 0 | 0 | 0 | 0 | 0 | 0 | 0 | 0 | 0 | 0 | 0 | 0 | [8 empty] | 9073.3135 |  | 2.5894 | [9 empty] | N |  | N |  |  |  |  | 0 | 60.1754 | 0 | 60.1754 | 0 | 0.52147 | 0 | 0.52147 |  |  |  | 0 | 12876.6667
Mass Electric | NE North | Central | Grafton Street 9 | Worcester | 01-HT13 | Worcester | N | UG | 13.8 | 8 | 3.9968 | 1.4167 | 10757.28 | Estimated | 3.07 | Partial | No | [12 empty] | 1 | 1 | [10 empty] | 1 | 1 | [12 empty] | 75 | 75 | [10 empty] | 75 | 75 | 2.443% | 0 | 0 | 0 | 0 | 0 | 0 | 0 | 0 | 0 | 0 | 0 | 0 | 378432 | 378432 | 0 | 0 | 0 | 0 | 0 | 0 | 0 | 0 | 0 | 0 | 378432 | 378432 | [8 empty] | 10757.28 |  | 3.07 | [9 empty] | N |  | N |  |  |  |  | 0 | 0 | 0 | 0 | 0 | 0 | 0 | 0 |  |  |  | 0 | 0
Mass Electric | NE North | Central | Webster Street 6 | Worcester | 01-HT14 | Worcester | N | OH | 13.8 | 8.2463 | 4.7034 | 12 | 16503.84 | Estimated | 4.71 | No | No | [24 empty] | 0 | 0 | [24 empty] | 0 | 0 | 0% | 0 | 0 | 0 | 0 | 0 | 0 | 0 | 0 | 0 | 0 | 0 | 0 | 0 | 0 | 0 | 0 | 0 | 0 | 0 | 0 | 0 | 0 | 0 | 0 | 0 | 0 | [8 empty] | 16503.84 |  | 4.71 | [9 empty] | N |  | N |  |  |  |  | 32.25 | 124.75 | 32.25 | 124.75 | 0.083333 | 0.76923 | 0.083333 | 0.76923 |  |  |  | 0 | 0
Mass Electric | NE North | Central | Webster Street 6 | Worcester | 01-HT15 | Worcester | N | OH | 13.8 | 7.3858 | 2.9019 | 295.25 | 16108.6212 | Estimated | 4.5972 | No | No | [16 empty] | 1 | 1 | [6 empty] | 1 | 1 | [16 empty] | 140 | 140 | [6 empty] | 140 | 140 | 3.045% | 0 | 0 | 0 | 0 | 0 | 0 | 0 | 0 | 0 | 0 | 0 | 0 | 0 | 0 | 0 | 0 | 164337.6 | 164337.6 | 0 | 0 | 0 | 0 | 0 | 0 | 164337.6 | 164337.6 | [8 empty] | 16108.6212 |  | 4.5972 | [9 empty] | N |  | N |  |  |  |  | 0 | 77.9611 | 0 | 77.9611 | 0 | 0.99314 | 0 | 0.99314 |  |  |  | 0 | 12729.6667
Mass Electric | NE North | Central | Cambridge Street 4 | Worcester | 01-HT17 | Worcester | N | OH | 13.8 | 6.3102 | 3.428 | 21 | 0 | Estimated | 0 | Partial | No | [24 empty] | 0 | 0 | [24 empty] | 0 | 0 | 0% | 0 | 0 | 0 | 0 | 0 | 0 | 0 | 0 | 0 | 0 | 0 | 0 | 0 | 0 | 0 | 0 | 0 | #VALUE! | 0 | 0 | 0 | 0 | 0 | 0 | 0 | #VALUE! | [8 empty] | 0 |  | 0 | [9 empty] | N |  | N |  |  |  |  | 0 | 19.4286 | 0 | 19.4286 | 0 | 0.38492 | 0 | 0.38492 |  |  |  | 0 | 400.3333
Mass Electric | NE North | Central | Faraday Street 11 | Worcester | 01-HT19 | Worcester | N | UG | 13.8 | 6.8361 | 1.6053 | 5 | 4048.0937 | Estimated | 1.1553 | Partial | No | [16 empty] | 1 | 1 | [6 empty] | 1 | 1 | [16 empty] | 0.96 | 0.96 | [6 empty] | 0.96 | 0.96 | 0.0831% | 0 | 0 | 0 | 0 | 0 | 0 | 0 | 0 | 0 | 0 | 0 | 0 | 0 | 0 | 0 | 0 | 1126.8864 | 1126.8864 | 0 | 0 | 0 | 0 | 0 | 0 | 1126.8864 | 1126.8864 | [8 empty] | 4048.0937 |  | 1.1553 | [9 empty] | N |  | N |  |  |  |  | 89.8 | -38.3926 | 89.8 | -38.3926 | 1 | -0.33333 | 1 | -0.33333 |  |  |  | 449 | -247.3333
Mass Electric | NE North | Central | Vernon Hill 8 | Worcester | 01-HT2 | Worcester | N | OH | 13.8 | 3.5614 | 3.2347 | 42 | 4708.661 | Metered | 2.2867 | Partial | No | [24 empty] | 0 | 0 | [24 empty] | 0 | 0 | 0% | 0 | 0 | 0 | 0 | 0 | 0 | 0 | 0 | 0 | 0 | 0 | 0 | 0 | 0 | 0 | 0 | 0 | #VALUE! | 0 | 0 | 0 | 0 | 0 | 0 | 0 | #VALUE! | [8 empty] | 4708.661 |  | 2.2867 | [9 empty] | N |  | N |  |  |  |  | 0 | 31.5489 | 0 | 31.5489 | 0 | 0.63492 | 0 | 0.63492 |  |  |  | 0 | 1264
Mass Electric | NE North | Central | Webster Street 6 | Worcester | 01-HT20 | Worcester | N | UG | 13.8 | 6.9078 | 4.2837 | 169.0833 | 17364.9262 | Estimated | 4.9557 | No | No | [24 empty] | 0 | 0 | [24 empty] | 0 | 0 | 0% | 0 | 0 | 0 | 0 | 0 | 0 | 0 | 0 | 0 | 0 | 0 | 0 | 0 | 0 | 0 | 0 | 0 | #VALUE! | 0 | 0 | 0 | 0 | 0 | 0 | 0 | #VALUE! | [8 empty] | 17364.9262 |  | 4.9557 | [9 empty] | N |  | N |  |  |  |  | 165.4096 | -19.7437 | 165.4096 | -19.7437 | 1.0882 | 0.5466 | 1.0882 | 0.5466 |  |  |  | 0 | 22785
Mass Electric | NE North | Central | Webster Street 6 | Worcester | 01-HT22 | Auburn, Worcester | N | OH | 13.8 | 6.9556 | 4.1659 | 63.25 | 12842.2284 | Estimated | 3.665 | No | No | [16 empty] | 3 | 3 | [6 empty] | 3 | 3 | [16 empty] | 18.33 | 18.33 | [6 empty] | 18.33 | 18.33 | 0.5001% | 0 | 0 | 0 | 0 | 0 | 0 | 0 | 0 | 0 | 0 | 0 | 0 | 0 | 0 | 0 | 0 | 21516.4872 | 21516.4872 | 0 | 0 | 0 | 0 | 0 | 0 | 21516.4872 | 21516.4872 | [8 empty] | 12842.2284 |  | 3.665 | [9 empty] | N |  | N |  |  |  |  | 112.8379 | -38.4047 | 112.8379 | -38.4047 | 1.0277 | -0.093249 | 1.0277 | -0.093249 |  |  |  | 7137 | -4117.3333
Mass Electric | NE North | Central | Bloomingdale 27 | Worcester | 01-HT25 | Worcester | N | UG | 13.8 | 8.44 | 1.1809 | 1.1667 | 17660.16 | Estimated | 5.04 | Partial | No | [12 empty] | 1 | 1 | [10 empty] | 1 | 1 | [12 empty] | 7500 | 7500 | [10 empty] | 7500 | 7500 | 148.8% | 0 | 0 | 0 | 0 | 0 | 0 | 0 | 0 | 0 | 0 | 0 | 0 | 37843200 | 37843200 | 0 | 0 | 0 | #VALUE! | 0 | 0 | 0 | 0 | 0 | 0 | 37843200 | #VALUE! | [8 empty] | 17660.16 |  | 5.04 | [9 empty] | N |  | N |  |  |  |  | 0 | 0 | 0 | 0 | 0 | 0 | 0 | 0 |  |  |  | 0 | 0
Mass Electric | NE North | Central | Grafton Street 9 | Worcester | 01-HT26 | Worcester | N | UG | 13.8 | 4.8044 | 4.5199 | 71.75 | 12826.68 | Metered | 2.9161 | Partial | No | [16 empty] | 1 | 1 | [6 empty] | 1 | 1 | [16 empty] | 75.6 | 75.6 | [6 empty] | 75.6 | 75.6 | 2.593% | 0 | 0 | 0 | 0 | 0 | 0 | 0 | 0 | 0 | 0 | 0 | 0 | 0 | 0 | 0 | 0 | 88742.304 | 88742.304 | 0 | 0 | 0 | 0 | 0 | 0 | 88742.304 | 88742.304 | [8 empty] | 12826.68 |  | 2.9161 | [9 empty] | N |  | N |  |  |  |  | 0 | 89.1663 | 0 | 89.1663 | 0 | 0.72826 | 0 | 0.72826 |  |  |  | 0 | 2411
Mass Electric | NE North | Central | Vernon Hill 8 | Worcester | 01-HT27 | Worcester | N | OH | 13.8 | 9.5609 | 3.7617 | 100.5 | 11256.607 | Metered | 5.1948 | Partial | No | [24 empty] | 0 | 0 | [24 empty] | 0 | 0 | 0% | 0 | 0 | 0 | 0 | 0 | 0 | 0 | 0 | 0 | 0 | 0 | 0 | 0 | 0 | 0 | 0 | 0 | #VALUE! | 0 | 0 | 0 | 0 | 0 | 0 | 0 | #VALUE! | [8 empty] | 11256.607 |  | 5.1948 | [9 empty] | N |  | N |  |  |  |  | 0 | 15.7609 | 0 | 15.7609 | 0 | 0.29294 | 0 | 0.29294 |  |  |  | 0 | 1323.6667
Mass Electric | NE North | Central | Vernon Hill 8 | Worcester | 01-HT28 | Worcester | N | OH | 13.8 | 4.7566 | 3.5693 | 29.4167 | 4250.948 | Metered | 1.7528 | Partial | No | [24 empty] | 0 | 0 | [24 empty] | 0 | 0 | 0% | 0 | 0 | 0 | 0 | 0 | 0 | 0 | 0 | 0 | 0 | 0 | 0 | 0 | 0 | 0 | 0 | 0 | #VALUE! | 0 | 0 | 0 | 0 | 0 | 0 | 0 | #VALUE! | [8 empty] | 4250.948 |  | 1.7528 | [9 empty] | N |  | N |  |  |  |  | 3.4674 | -3.4674 | 3.4674 | -3.4674 | 0.98584 | -0.98584 | 0.98584 | -0.98584 |  |  |  | 102 | -102
Mass Electric | NE North | Central | Grafton Street 9 | Worcester | 01-HT3 | Worcester | N | UG | 13.8 | 6.0712 | 2.6222 | 33.5833 | 17010.921 | Metered | 3.0356 | Partial | No | [24 empty] | 0 | 0 | [24 empty] | 0 | 0 | 0% | 0 | 0 | 0 | 0 | 0 | 0 | 0 | 0 | 0 | 0 | 0 | 0 | 0 | 0 | 0 | 0 | 0 | #VALUE! | 0 | 0 | 0 | 0 | 0 | 0 | 0 | #VALUE! | [8 empty] | 17010.921 |  | 3.0356 | [9 empty] | N |  | N |  |  |  |  | 0 | 57.8038 | 0 | 57.8038 | 0 | 0.64516 | 0 | 0.64516 |  |  |  | 0 | 911
Mass Electric | NE North | Central | Greendale 24 | Worcester | 01-HT31 | Worcester | N | OH | 13.8 | 8.796 | 1.6146 | 0.41667 | 22194.7208 | Estimated | 6.3341 | Partial | No | [12 empty] | 1 | 1 | [10 empty] | 1 | 1 | [12 empty] | 4400 | 4400 | [10 empty] | 4400 | 4400 | 69.47% | 0 | 0 | 0 | 0 | 0 | 0 | 0 | 0 | 0 | 0 | 0 | 0 | 22201344 | 22201344 | 0 | 0 | 0 | #VALUE! | 0 | 0 | 0 | 0 | 0 | 0 | 22201344 | #VALUE! | [8 empty] | 22194.7208 |  | 6.3341 | [9 empty] | N |  | N |  |  |  |  | 0 | 0 | 0 | 0 | 0 | 0 | 0 | 0 |  |  |  | 0 | 0
Mass Electric | NE North | Central | Greendale 24 | Worcester | 01-HT32 | Worcester | N | OH | 13.8 | 8.7482 | 2.5494 | 54.4167 | 9756.94 | Metered | 5.4497 | Partial | No | [24 empty] | 0 | 0 | [24 empty] | 0 | 0 | 0% | 0 | 0 | 0 | 0 | 0 | 0 | 0 | 0 | 0 | 0 | 0 | 0 | 0 | 0 | 0 | 0 | 0 | #VALUE! | 0 | 0 | 0 | 0 | 0 | 0 | 0 | #VALUE! | [8 empty] | 9756.94 |  | 5.4497 | [9 empty] | N |  | N |  |  |  |  | 0 | 23.7124 | 0 | 23.7124 | 0 | 0.0065359 | 0 | 0.0065359 |  |  |  | 0 | 0
Mass Electric | NE North | Central | Greendale 24 | Worcester | 01-HT36 | Worcester | N | UG | 13.8 | 6.86 | 1.6434 | 1.5833 | 9714.15 | Metered | 3.665 | Partial | No | [24 empty] | 0 | 0 | [24 empty] | 0 | 0 | 0% | 0 | 0 | 0 | 0 | 0 | 0 | 0 | 0 | 0 | 0 | 0 | 0 | 0 | 0 | 0 | 0 | 0 | #VALUE! | 0 | 0 | 0 | 0 | 0 | 0 | 0 | #VALUE! | [8 empty] | 9714.15 |  | 3.665 | [9 empty] | N |  | N |  |  |  |  | 0 | 0 | 0 | 0 | 0 | 0 | 0 | 0 |  |  |  | 0 | 0
Mass Electric | NE North | Central | Greendale 24 | Worcester | 01-HT37 | Worcester | N | UG | 13.8 | 6.7644 | 2.4648 | 2 | 15382.7561 | Estimated | 4.3901 | Partial | No | [24 empty] | 0 | 0 | [24 empty] | 0 | 0 | 0% | 0 | 0 | 0 | 0 | 0 | 0 | 0 | 0 | 0 | 0 | 0 | 0 | 0 | 0 | 0 | 0 | 0 | #VALUE! | 0 | 0 | 0 | 0 | 0 | 0 | 0 | #VALUE! | [8 empty] | 15382.7561 |  | 4.3901 | [9 empty] | N |  | N |  |  |  |  | 0 | 27.75 | 0 | 27.75 | 0 | 0.63889 | 0 | 0.63889 |  |  |  | 0 | 120.3333
Mass Electric | NE North | Central | Greendale 24 | Worcester | 01-HT38 | Worcester | N | Mixed | 13.8 | 8.079 | 2.5818 | 0.41667 | 6785.686 | Metered | 4.0395 | Partial | No | [24 empty] | 0 | 0 | [24 empty] | 0 | 0 | 0% | 0 | 0 | 0 | 0 | 0 | 0 | 0 | 0 | 0 | 0 | 0 | 0 | 0 | 0 | 0 | 0 | 0 | #VALUE! | 0 | 0 | 0 | 0 | 0 | 0 | 0 | #VALUE! | [8 empty] | 6785.686 |  | 4.0395 | [9 empty] | N |  | N |  |  |  |  | 0 | 0 | 0 | 0 | 0 | 0 | 0 | 0 |  |  |  | 0 | 0
Mass Electric | NE North | Central | Faraday Street 11 | Worcester | 01-HT39 | Worcester | N | UG | 13.8 | 9.1785 | 2.8636 | 40.9167 | 15187.3309 | Estimated | 4.3343 | Partial | No | [12 empty] | 1 | 1 | [10 empty] | 1 | 1 | [12 empty] | 150 | 150 | [10 empty] | 150 | 150 | 3.461% | 0 | 0 | 0 | 0 | 0 | 0 | 0 | 0 | 0 | 0 | 0 | 0 | 756864 | 756864 | 0 | 0 | 0 | #VALUE! | 0 | 0 | 0 | 0 | 0 | 0 | 756864 | #VALUE! | [8 empty] | 15187.3309 |  | 4.3343 | [9 empty] | N |  | N |  |  |  |  | 3.0061 | 49.0369 | 3.0061 | 49.0369 | 0 | 0.6506 | 0 | 0.6506 |  |  |  | 123 | 2050.3333
Mass Electric | NE North | Central | Webster Street 6 | Worcester | 01-HT40 | Worcester | N | OH | 13.8 | 14.39 | 4.3496 | 17 | 38438.88 | Estimated | 10.97 | No | No | [12 empty] | 2 | 2 |  |  | 2 | 2 | [6 empty] | 4 | 4 | [12 empty] | 120 | 120 |  |  | 135 | 135 | [6 empty] | 255 | 255 | 2.325% | 0 | 0 | 0 | 0 | 0 | 0 | 0 | 0 | 0 | 0 | 0 | 0 | 605491.2 | 605491.2 | 0 | 0 | 158468.4 | 158468.4 | 0 | 0 | 0 | 0 | 0 | 0 | 763959.6 | 763959.6 | [8 empty] | 38438.88 |  | 10.97 | [9 empty] | N |  | N |  |  |  |  | 26.5294 | 66.4706 | 26.5294 | 66.4706 | 1 | -0.33333 | 1 | -0.33333 |  |  |  | 451 | -451
Mass Electric | NE North | Central | Webster Street 6 | Worcester | 01-HT41 | Worcester | N | UG | 13.8 | 7.6009 | 1.6125 | 169.25 | 4150.681 | Metered | 2.4619 | No | No | [12 empty] | 3 | 3 | [10 empty] | 3 | 3 | [12 empty] | 3691 | 3691 | [10 empty] | 3691 | 3691 | 149.9% | 0 | 0 | 0 | 0 | 0 | 0 | 0 | 0 | 0 | 0 | 0 | 0 | 18623900.16 | 18623900.16 | 0 | 0 | 0 | #VALUE! | 0 | 0 | 0 | 0 | 0 | 0 | 18623900.16 | #VALUE! | [8 empty] | 4150.681 |  | 2.4619 | [9 empty] | N |  | N |  |  |  |  | 136.2304 | -101.6867 | 136.2304 | -101.6867 | 2.0266 | -1.6893 | 2.0266 | -1.6893 |  |  |  | 22269 | -22225
Mass Electric | NE North | Central | Webster Street 6 | Worcester | 01-HT42 | Leicester, Worcester | N | OH | 13.8 | 6.8122 | 9.1875 | 596.4167 | 15885.2781 | Estimated | 4.5335 | Partial | No | [16 empty] | 28 | 28 | [6 empty] | 28 | 28 | [16 empty] | 928.9 | 928.9 | [6 empty] | 928.9 | 928.9 | 20.49% | 0 | 0 | 0 | 0 | 0 | 0 | 0 | 0 | 0 | 0 | 0 | 0 | 0 | 0 | 0 | 0 | 1090379.976 | 1090379.976 | 0 | 0 | 0 | 0 | 0 | 0 | 1090379.976 | 1090379.976 | [8 empty] | 15885.2781 |  | 4.5335 | [9 empty] | N |  | N |  |  |  |  | 499.4813 | -252.7718 | 499.4813 | -450.2518 | 1.7035 | -1.3721 | 1.7035 | -1.5005 |  |  |  | 221652 | -211994
Mass Electric | NE North | Central | Nashua Street 25 | Worcester | 01-HT45 | Worcester | N | OH | 13.8 | 12.1185 | 4.8972 | 5 | 17029.9115 | Estimated | 4.8601 | No | No | [12 empty] | 1 | 1 | [10 empty] | 1 | 1 | [12 empty] | 300 | 300 | [10 empty] | 300 | 300 | 6.173% | 0 | 0 | 0 | 0 | 0 | 0 | 0 | 0 | 0 | 0 | 0 | 0 | 1513728 | 1513728 | 0 | 0 | 0 | #VALUE! | 0 | 0 | 0 | 0 | 0 | 0 | 1513728 | #VALUE! | [8 empty] | 17029.9115 |  | 4.8601 | [9 empty] | N |  | N |  |  |  |  | 67.6 | -10.7667 | 67.6 | -10.7667 | 0 | 0.33333 | 0 | 0.33333 |  |  |  | 0 | 160.3333
Mass Electric | NE North | Central | Webster Street 6 | Worcester | 01-HT47 | Worcester | N | UG | 13.8 | 9.0351 | 2.1222 | 6 | 18984.1637 | Estimated | 5.4179 | No | No | [24 empty] | 0 | 0 | [24 empty] | 0 | 0 | 0% | 0 | 0 | 0 | 0 | 0 | 0 | 0 | 0 | 0 | 0 | 0 | 0 | 0 | 0 | 0 | 0 | 0 | #VALUE! | 0 | 0 | 0 | 0 | 0 | 0 | 0 | #VALUE! | [8 empty] | 18984.1637 |  | 5.4179 | [9 empty] | N |  | N |  |  |  |  | 0 | 31.0476 | 0 | 31.0476 | 0 | 0.28571 | 0 | 0.28571 |  |  |  | 0 | 217.3333
Mass Electric | NE North | Central | Nashua Street 25 | Worcester | 01-HT48 | Worcester | N | OH | 13.8 | 9.537 | 4.0932 | 6.1667 | 25126.099 | Estimated | 7.1707 | No | No | [16 empty] | 1 | 1 | [6 empty] | 1 | 1 | [16 empty] | 82 | 82 | [6 empty] | 82 | 82 | 1.144% | 0 | 0 | 0 | 0 | 0 | 0 | 0 | 0 | 0 | 0 | 0 | 0 | 0 | 0 | 0 | 0 | 96254.88 | 96254.88 | 0 | 0 | 0 | 0 | 0 | 0 | 96254.88 | 96254.88 | [8 empty] | 25126.099 |  | 7.1707 | [9 empty] | N |  | N |  |  |  |  | 0 | 77.3889 | 0 | 77.3889 | 0 | 0.27778 | 0 | 0.27778 |  |  |  | 0 | 16
Mass Electric | NE North | Central | Nashua Street 25 | Worcester | 01-HT52 | Worcester | N | OH | 13.8 | 9.6804 | 4.0972 | 7 | 16750.7326 | Estimated | 4.7805 | No | No | [24 empty] | 0 | 0 | [24 empty] | 0 | 0 | 0% | 0 | 0 | 0 | 0 | 0 | 0 | 0 | 0 | 0 | 0 | 0 | 0 | 0 | 0 | 0 | 0 | 0 | #VALUE! | 0 | 0 | 0 | 0 | 0 | 0 | 0 | #VALUE! | [8 empty] | 16750.7326 |  | 4.7805 | [9 empty] | N |  | N |  |  |  |  | 330.4286 | -0.57143 | 330.4286 | -187.5714 | 2.4286 | -1.4127 | 2.4286 | -1.5238 |  |  |  | 1746 | -1231.3333
Mass Electric | NE North | Central | Bloomingdale 27 | Worcester | 01-HT55 | Worcester | N | UG | 13.8 | 5.4975 | 3.6949 | 305.5 | 19207.5068 | Estimated | 5.4816 | Partial | No | [16 empty] | 1 | 1 | [6 empty] | 1 | 1 | [16 empty] | 200 | 200 | [6 empty] | 200 | 200 | 3.649% | 0 | 0 | 0 | 0 | 0 | 0 | 0 | 0 | 0 | 0 | 0 | 0 | 0 | 0 | 0 | 0 | 234768 | 234768 | 0 | 0 | 0 | 0 | 0 | 0 | 234768 | 234768 | [8 empty] | 19207.5068 |  | 5.4816 | [9 empty] | N |  | N |  |  |  |  | 42.9296 | 12.7803 | 42.9296 | 12.7803 | 0.99836 | 0.11913 | 0.99836 | 0.11913 |  |  |  | 0 | 15760
Mass Electric | NE North | Central | Grafton Street 9 | Worcester | 01-HT56B | Worcester | N | UG | 13.8 | 52.666 | 3.7472 | 191 | 4415.04 | Estimated | 1.26 | Partial | No | [24 empty] | 0 | 0 | [24 empty] | 0 | 0 | 0% | 0 | 0 | 0 | 0 | 0 | 0 | 0 | 0 | 0 | 0 | 0 | 0 | 0 | 0 | 0 | 0 | 0 | #VALUE! | 0 | 0 | 0 | 0 | 0 | 0 | 0 | #VALUE! | [8 empty] | 4415.04 |  | 1.26 | [9 empty] | N |  | N |  |  |  |  | 0 | 67.8463 | 0 | 67.8463 | 0 | 0.8311 | 0 | 0.8311 |  |  |  | 0 | 5356.3333
Mass Electric | NE North | Central | Bloomingdale 27 | Worcester | 01-HT59 | Worcester | N | OH | 13.8 | 8.4614 | 3.8356 | 411.5833 | 8570.7915 | Estimated | 2.446 | Partial | No | [16 empty] | 2 | 2 |  |  | 1 | 1 |  |  | 3 | 3 | [16 empty] | 210 | 210 |  |  | 3 | 3 |  |  | 213 | 213 | 8.708% | 0 | 0 | 0 | 0 | 0 | 0 | 0 | 0 | 0 | 0 | 0 | 0 | 0 | 0 | 0 | 0 | 246506.4 | 246506.4 | 0 | 0 | 9828.72 | 9828.72 | 0 | 0 | 256335.12 | 256335.12 | [8 empty] | 8570.7915 |  | 2.446 | [9 empty] | N |  | N |  |  |  |  | 474.1907 | -413.6699 | 474.1907 | -413.6699 | 0.99858 | -0.039124 | 0.99858 | -0.039124 |  |  |  | 195169 | -181249.3333
Mass Electric | NE North | Central | Faraday Street 11 | Worcester | 01-HT60 | Worcester | N | UG | 13.8 | 8.2941 | 2.1989 | 29.5 | 15916.048 | Metered | 4.4379 | Partial | No | [24 empty] | 0 | 0 | [24 empty] | 0 | 0 | 0% | 0 | 0 | 0 | 0 | 0 | 0 | 0 | 0 | 0 | 0 | 0 | 0 | 0 | 0 | 0 | 0 | 0 | #VALUE! | 0 | 0 | 0 | 0 | 0 | 0 | 0 | #VALUE! | [8 empty] | 15916.048 |  | 4.4379 | [9 empty] | N |  | N |  |  |  |  | 43.0169 | -27.6836 | 43.0169 | -27.6836 | 1.1186 | -0.78531 | 1.1186 | -0.78531 |  |  |  | 1269 | -855
Mass Electric | NE North | Central | Nashua Street 25 | Worcester | 01-HT61 | Worcester | N | OH | 13.8 | 10.9951 | 5.965 | 267.25 | 19235.4247 | Estimated | 5.4896 | No | No | [12 empty] | 2 | 2 | [10 empty] | 2 | 2 | [12 empty] | 2799 | 2799 | [10 empty] | 2799 | 2799 | 50.99% | 0 | 0 | 0 | 0 | 0 | 0 | 0 | 0 | 0 | 0 | 0 | 0 | 14123082.24 | 14123082.24 | 0 | 0 | 0 | #VALUE! | 0 | 0 | 0 | 0 | 0 | 0 | 14123082.24 | #VALUE! | [8 empty] | 19235.4247 |  | 5.4896 | [9 empty] | N |  | N |  |  |  |  | 0 | 0 | 0 | 0 | 0 | 0 | 0 | 0 |  |  |  | 0 | 0
Mass Electric | NE South | Southeast | Hathaway 106 | Fall River | 05-106W42 | Fall River | N | Mixed | 13.8 | 14.4848 | 9.6879 | 2437.6667 | 17169.501 | Estimated | 4.9 | Partial | No | [16 empty] | 13 | 13 | [6 empty] | 13 | 13 | [16 empty] | 541.5 | 541.5 | [6 empty] | 541.5 | 541.5 | 11.05% | 0 | 0 | 0 | 0 | 0 | 0 | 0 | 0 | 0 | 0 | 0 | 0 | 0 | 0 | 0 | 0 | 635634.36 | 635634.36 | 0 | 0 | 0 | 0 | 0 | 0 | 635634.36 | 635634.36 | [8 empty] | 17169.501 |  | 4.9 | [9 empty] | N |  | N |  |  |  |  | 87.523 | 9.8606 | 87.523 | 9.8606 | 1.1289 | 0.043711 | 1.1289 | 0.043711 |  |  |  | 186539 | -9891
Mass Electric | NE South | Southeast | Hathaway 106 | Fall River | 05-106W43 | Fall River | N | Mixed | 13.8 | 14.198 | 8.7413 | 2121.5833 | 27722.4625 | Estimated | 7.9117 | Partial | No | [16 empty] | 6 | 6 | [6 empty] | 6 | 6 | [16 empty] | 143.38 | 143.38 | [6 empty] | 143.38 | 143.38 | 1.812% | 0 | 0 | 0 | 0 | 0 | 0 | 0 | 0 | 0 | 0 | 0 | 0 | 0 | 0 | 0 | 0 | 168305.1792 | 168305.1792 | 0 | 0 | 0 | 0 | 0 | 0 | 168305.1792 | 168305.1792 | [8 empty] | 27722.4625 |  | 7.9117 | [9 empty] | N |  | N |  |  |  |  | 252.3672 | -76.5495 | 252.3672 | -78.0511 | 1.5281 | -0.58107 | 1.5281 | -0.58464 |  |  |  | 409727 | -262190.6667
Mass Electric | NE South | Southeast | Hathaway 106 | Fall River | 05-106W44 | Fall River | N | Mixed | 13.8 | 12.7877 | 14.5468 | 4805.8333 | 33333.958 | Estimated | 9.5131 | Partial | No | [16 empty] | 34 | 34 | [6 empty] | 34 | 34 | [16 empty] | 278.84 | 278.84 | [6 empty] | 278.84 | 278.84 | 2.931% | 0 | 0 | 0 | 0 | 0 | 0 | 0 | 0 | 0 | 0 | 0 | 0 | 0 | 0 | 0 | 0 | 327313.5456 | 327313.5456 | 0 | 0 | 0 | 0 | 0 | 0 | 327313.5456 | 327313.5456 | [8 empty] | 33333.958 |  | 9.5131 | [9 empty] | N |  | N |  |  |  |  | 5.9245 | 13.6456 | 5.9245 | 13.5721 | 0.011861 | 0.50604 | 0.011861 | 0.50597 |  |  |  | 23925 | 28296.3333
Mass Electric | NE South | Southeast | Hathaway 106 | Fall River | 05-106W45 | Fall River | N | Mixed | 13.8 | 10.6604 | 7.847 | 1930.9167 | 22362.2281 | Estimated | 6.3819 | Partial | No | [16 empty] | 14 | 14 | [6 empty] | 14 | 14 | [16 empty] | 240.04 | 240.04 | [6 empty] | 240.04 | 240.04 | 3.761% | 0 | 0 | 0 | 0 | 0 | 0 | 0 | 0 | 0 | 0 | 0 | 0 | 0 | 0 | 0 | 0 | 281768.5536 | 281768.5536 | 0 | 0 | 0 | 0 | 0 | 0 | 281768.5536 | 281768.5536 | [8 empty] | 22362.2281 |  | 6.3819 | [9 empty] | N |  | N |  |  |  |  | 58.3075 | -26.3488 | 58.3075 | -26.9078 | 0.62768 | -0.076463 | 0.62768 | -0.076638 |  |  |  | 76285 | -43149.3333
Mass Electric | NE South | Southeast | Hathaway 106 | Fall River | 05-106W46 | Fall River | N | Mixed | 13.8 | 15.656 | 10.1888 | 2337.75 | 20687.1548 | Estimated | 5.9039 | Partial | No | [16 empty] | 25 | 25 | [6 empty] | 25 | 25 | [16 empty] | 258.26 | 258.26 | [6 empty] | 258.26 | 258.26 | 4.374% | 0 | 0 | 0 | 0 | 0 | 0 | 0 | 0 | 0 | 0 | 0 | 0 | 0 | 0 | 0 | 0 | 303155.9184 | 303155.9184 | 0 | 0 | 0 | 0 | 0 | 0 | 303155.9184 | 303155.9184 | [8 empty] | 20687.1548 |  | 5.9039 | [9 empty] | N |  | N |  |  |  |  | 241.495 | -223.7016 | 89.0202 | -72.3467 | 2.022 | -1.9069 | 1.0185 | -0.9037 |  |  |  | 206379 | -206379
Mass Electric | NE South | Southeast | Hathaway 106 | Fall River | 05-106W81 | Fall River | N | OH | 13.8 | 10.2302 | 9.0549 | 1929.6667 | 14154.3691 | Estimated | 4.0395 | Partial | No | [12 empty] | 1 | 1 |  |  | 37 | 37 | [6 empty] | 38 | 38 | [12 empty] | 60 | 60 |  |  | 394.57 | 394.57 | [6 empty] | 454.57 | 454.57 | 11.25% | 0 | 0 | 0 | 0 | 0 | 0 | 0 | 0 | 0 | 0 | 0 | 0 | 302745.6 | 302745.6 | 0 | 0 | 463162.0488 | 463162.0488 | 0 | 0 | 0 | 0 | 0 | 0 | 765907.6488 | 765907.6488 | [8 empty] | 14154.3691 |  | 4.0395 | [9 empty] | N |  | N |  |  |  |  | 16.6355 | -4.8507 | 16.6355 | -4.8507 | 0.060632 | 0.074251 | 0.060632 | 0.074251 |  |  |  | 0 | 0
Mass Electric | NE South | Southeast | Hathaway 106 | Fall River | 05-106W82 | Fall River | N | OH | 13.8 | 10.7321 | 17.4614 | 4401.75 | 29313.7821 | Estimated | 8.3658 | Partial | No | [16 empty] | 106 | 106 | [6 empty] | 106 | 106 | [16 empty] | 936.06 | 936.06 | [6 empty] | 936.06 | 936.06 | 11.19% | 0 | 0 | 0 | 0 | 0 | 0 | 0 | 0 | 0 | 0 | 0 | 0 | 0 | 0 | 0 | 0 | 1098784.6704 | 1098784.6704 | 0 | 0 | 0 | 0 | 0 | 0 | 1098784.6704 | 1098784.6704 | [8 empty] | 29313.7821 |  | 8.3658 | [9 empty] | N |  | N |  |  |  |  | 10.4886 | 221.2799 | 10.4699 | 66.7737 | 0.16539 | 0.83953 | 0.16516 | 0.72717 |  |  |  | 12597 | 113367
Mass Electric | NE South | Southeast | Riverside 8 | Woonsocket, RI | 05-108W51 | Bellingham, Blackstone | N | OH | 13.8 | 11.9272 | 7.2352 | 896.9167 | 32412.6677 | Estimated | 9.2502 | Partial | No | [16 empty] | 48 | 48 | [6 empty] | 48 | 48 | [16 empty] | 324.26 | 324.26 | [6 empty] | 324.26 | 324.26 | 3.505% | 0 | 0 | 0 | 0 | 0 | 0 | 0 | 0 | 0 | 0 | 0 | 0 | 0 | 0 | 0 | 0 | 380629.3584 | 380629.3584 | 0 | 0 | 0 | 0 | 0 | 0 | 380629.3584 | 380629.3584 | [8 empty] | 32412.6677 |  | 9.2502 | [9 empty] | N |  | N |  |  |  |  | 87.1954 | -54.6791 | 87.1954 | -54.6791 | 0.16166 | 0.632 | 0.16166 | 0.632 |  |  |  | 65990 | -49416.6667
Mass Electric | NE South | Southeast | Riverside 8 | Woonsocket, RI | 05-108W60 | Bellingham, Blackstone, Franklin, Wrentham | N | OH | 13.8 | 8.7243 | 37.7498 | 2119.5 | 27722.4625 | Estimated | 7.9117 | Partial | No | [16 empty] | 233 | 233 | 1 | 1 |  |  |  |  | 234 | 234 | [16 empty] | 1742.38 | 1742.38 | 0 | 0 |  |  |  |  | 1742.38 | 1742.38 | 22.02% | 0 | 0 | 0 | 0 | 0 | 0 | 0 | 0 | 0 | 0 | 0 | 0 | 0 | 0 | 0 | 0 | 2045275.3392 | 2045275.3392 | 0 | 0 | 0 | 0 | 0 | 0 | 2045275.3392 | 2045275.3392 | [8 empty] | 27722.4625 |  | 7.9117 | [9 empty] | N |  | N |  |  |  |  | 573.4697 | -187.522 | 547.4324 | -377.2684 | 1.7438 | -0.57211 | 1.69 | -0.69603 |  |  |  | 778699 | -507019.3333
Mass Electric | NE South | Southeast | Bates 115 | Fall River | 05-115W42 | Fall River | N | OH | 13.8 | 11.4492 | 12.1288 | 3148.25 | 23451.0257 | Estimated | 6.6926 | Partial | No | [16 empty] | 84 | 84 | [6 empty] | 84 | 84 | [16 empty] | 823.33 | 823.33 | [6 empty] | 823.33 | 823.33 | 12.3% | 0 | 0 | 0 | 0 | 0 | 0 | 0 | 0 | 0 | 0 | 0 | 0 | 0 | 0 | 0 | 0 | 966457.6872 | 966457.6872 | 0 | 0 | 0 | 0 | 0 | 0 | 966457.6872 | 966457.6872 | [8 empty] | 23451.0257 |  | 6.6926 | [9 empty] | N |  | N |  |  |  |  | 9.6301 | 127.233 | 9.6301 | 50.253 | 0.10164 | 1.1518 | 0.10164 | 1.0488 |  |  |  | 0 | 100263
Mass Electric | NE South | Southeast | Bates 115 | Fall River | 05-115W43 | Fall River | N | OH | 13.8 | 9.6326 | 7.9847 | 2735 | 18928.3279 | Estimated | 5.4019 | Partial | No | [16 empty] | 33 | 33 | [6 empty] | 33 | 33 | [16 empty] | 402.08 | 402.08 | [6 empty] | 402.08 | 402.08 | 7.443% | 0 | 0 | 0 | 0 | 0 | 0 | 0 | 0 | 0 | 0 | 0 | 0 | 0 | 0 | 0 | 0 | 471977.5872 | 471977.5872 | 0 | 0 | 0 | 0 | 0 | 0 | 471977.5872 | 471977.5872 | [8 empty] | 18928.3279 |  | 5.4019 | [9 empty] | N |  | N |  |  |  |  | 4.6859 | 30.3173 | 4.6859 | 6.4177 | 0.072395 | 0.35549 | 0.072395 | 0.33973 |  |  |  | 0 | 721
Mass Electric | NE South | Southeast | Bates 115 | Fall River | 05-115W44 | Fall River | N | Mixed | 13.8 | 12.5965 | 13.1786 | 2595.6667 | 27303.6942 | Estimated | 7.7922 | Partial | No | [16 empty] | 27 | 27 | [6 empty] | 27 | 27 | [16 empty] | 925.95 | 925.95 | [6 empty] | 925.95 | 925.95 | 11.88% | 0 | 0 | 0 | 0 | 0 | 0 | 0 | 0 | 0 | 0 | 0 | 0 | 0 | 0 | 0 | 0 | 1086917.148 | 1086917.148 | 0 | 0 | 0 | 0 | 0 | 0 | 1086917.148 | 1086917.148 | [8 empty] | 27303.6942 |  | 7.7922 | [9 empty] | N |  | N |  |  |  |  | 260.5015 | -185.6399 | 260.5015 | -189.029 | 3.0185 | -2.159 | 3.0185 | -2.1629 |  |  |  | 669505 | -580280
Mass Electric | NE South | Southeast | Bates 115 | Fall River | 05-115W45 | Fall River | N | OH | 13.8 | 13.1702 | 8.0636 | 1114.6667 | 14852.3163 | Estimated | 4.2387 | Partial | No | [16 empty] | 53 | 53 | [6 empty] | 53 | 53 | [16 empty] | 691.77 | 691.77 | [6 empty] | 691.77 | 691.77 | 16.32% | 0 | 0 | 0 | 0 | 0 | 0 | 0 | 0 | 0 | 0 | 0 | 0 | 0 | 0 | 0 | 0 | 812027.2968 | 812027.2968 | 0 | 0 | 0 | 0 | 0 | 0 | 812027.2968 | 812027.2968 | [8 empty] | 14852.3163 |  | 4.2387 | [9 empty] | N |  | N |  |  |  |  | 75.1193 | -27.2037 | 75.1193 | -47.9271 | 0.24581 | 0.37549 | 0.24581 | 0.36092 |  |  |  | 78487 | -77472
Mass Electric | NE South | Southeast | Bates 115 | Fall River | 05-115W52 | Fall River, Westport | N | OH | 13.8 | 10.7321 | 66.1491 | 4005.4167 | 40201.7583 | Estimated | 11.4731 | Partial | No | [16 empty] | 298 | 296 | 3 | 3 |  |  |  |  | 301 | 299 | [16 empty] | 15541.48 | 13549.68 | 14.2 | 14.2 |  |  |  |  | 15555.68 | 13563.88 | 135.6% | 0 | 0 | 0 | 0 | 0 | 0 | 0 | 0 | 0 | 0 | 0 | 0 | 0 | 0 | 0 | 0 | 18243210.8832 | 15905156.3712 | 16668.528 | 16668.528 | 0 | 0 | 0 | 0 | 18259879.4112 | 15921824.8992 | [8 empty] | 40201.7583 |  | 11.4731 | [9 empty] | N |  | N |  |  |  |  | 148.5044 | 283.8053 | 143.6874 | 27.5488 | 1.8627 | 0.18203 | 1.8278 | -0.10418 |  |  |  | 309816 | -74156
Mass Electric | NE South | Southeast | Bates 115 | Fall River | 05-115W53 | Fall River, | N | OH | 13.8 | 11.497 | 21.2206 | 2237 | 39661.424 | Metered | 9.3697 | Partial | No | [16 empty] | 172 | 172 | [6 empty] | 172 | 172 | [16 empty] | 1061.76 | 1061.76 | [6 empty] | 1061.76 | 1061.76 | 11.33% | 0 | 0 | 0 | 0 | 0 | 0 | 0 | 0 | 0 | 0 | 0 | 0 | 0 | 0 | 0 | 0 | 1246336.3584 | 1246336.3584 | 0 | 0 | 0 | 0 | 0 | 0 | 1246336.3584 | 1246336.3584 | [8 empty] | 39661.424 |  | 9.3697 | [9 empty] | N |  | N |  |  |  |  | 53.8847 | 552.8371 | 50.4493 | 32.1657 | 1.1797 | 0.69743 | 1.1667 | 0.33768 |  |  |  | 0 | 111056.6667
Mass Electric | NE South | Southeast | Bates 115 | Fall River | 05-115W54 | Fall River | N | OH | 13.8 | 9.8717 | 11.4841 | 4913 | 42106.432 | Metered | 11.4731 | Partial | No | [16 empty] | 32 | 32 | [6 empty] | 32 | 32 | [16 empty] | 298.87 | 298.87 | [6 empty] | 298.87 | 298.87 | 2.605% | 0 | 0 | 0 | 0 | 0 | 0 | 0 | 0 | 0 | 0 | 0 | 0 | 0 | 0 | 0 | 0 | 350825.5608 | 350825.5608 | 0 | 0 | 0 | 0 | 0 | 0 | 350825.5608 | 350825.5608 | [8 empty] | 42106.432 |  | 11.4731 | [9 empty] | N |  | N |  |  |  |  | 28.0967 | -10.0565 | 28.0967 | -16.6481 | 1.091 | -0.47381 | 1.091 | -0.48006 |  |  |  | 0 | 1020.6667
Mass Electric | NE South | Southeast | Bates 115 | Fall River | 05-115W55 | Fall River | N | Mixed | 13.8 | 11.258 | 8.4767 | 1257.6667 | 13165.728 | Metered | 5.6011 | Partial | No | [16 empty] | 34 | 34 |  |  | 1 | 1 |  |  | 35 | 35 | [16 empty] | 247.27 | 247.27 |  |  | 1.8 | 1.8 |  |  | 249.07 | 249.07 | 4.447% | 0 | 0 | 0 | 0 | 0 | 0 | 0 | 0 | 0 | 0 | 0 | 0 | 0 | 0 | 0 | 0 | 290255.4168 | 290255.4168 | 0 | 0 | 5897.232 | 5897.232 | 0 | 0 | 296152.6488 | 296152.6488 | [8 empty] | 13165.728 |  | 5.6011 | [9 empty] | N |  | N |  |  |  |  | 38.9396 | -7.6484 | 38.9396 | -8.3329 | 1.2483 | -0.72762 | 1.2483 | -0.72816 |  |  |  | 0 | 0
Mass Electric | NE South | Southeast | Swansea 11 | Swansea | 05-11W81 | Swansea | N | OH | 13.8 | 13.1702 | 31.9665 | 1629.5 | 27806.2162 | Estimated | 7.9356 | Partial | No | [16 empty] | 156 | 156 | 1 | 1 |  |  |  |  | 157 | 157 | [16 empty] | 1676.82 | 1676.82 | 5 | 5 |  |  |  |  | 1681.82 | 1681.82 | 21.19% | 0 | 0 | 0 | 0 | 0 | 0 | 0 | 0 | 0 | 0 | 0 | 0 | 0 | 0 | 0 | 0 | 1968318.3888 | 1968318.3888 | 5869.2 | 5869.2 | 0 | 0 | 0 | 0 | 1974187.5888 | 1974187.5888 | [8 empty] | 27806.2162 |  | 7.9356 | [9 empty] | N |  | N |  |  |  |  | 260.826 | 38.783 | 232.815 | -73.1645 | 2.4492 | -0.6424 | 2.2191 | -0.51791 |  |  |  | 351100 | -306785.3333
Mass Electric | NE South | Southeast | Swansea 11 | Swansea | 05-11W82 | Somerset, Swansea | N | OH | 13.8 | 13.7916 | 17.4288 | 1814 | 31938.0636 | Estimated | 9.1147 | Partial | No | [16 empty] | 117 | 117 | [6 empty] | 117 | 117 | [16 empty] | 2386.88 | 2386.88 | [6 empty] | 2386.88 | 2386.88 | 26.19% | 0 | 0 | 0 | 0 | 0 | 0 | 0 | 0 | 0 | 0 | 0 | 0 | 0 | 0 | 0 | 0 | 2801815.2192 | 2801815.2192 | 0 | 0 | 0 | 0 | 0 | 0 | 2801815.2192 | 2801815.2192 | [8 empty] | 31938.0636 |  | 9.1147 | [9 empty] | N |  | N |  |  |  |  | 139.0314 | -74.5663 | 136.462 | -119.0022 | 2.5954 | -1.4098 | 2.5518 | -1.4637 |  |  |  | 234930 | -225381.6667
Mass Electric | NE South | Southeast | Swansea 11 | Swansea | 05-11W83 | Swansea | N | OH | 13.8 | 13.1702 | 31.482 | 2918.6667 | 30737.5944 | Estimated | 8.7721 | Partial | No | [16 empty] | 187 | 187 | [6 empty] | 187 | 187 | [16 empty] | 1204.48 | 1204.48 | [6 empty] | 1204.48 | 1204.48 | 13.73% | 0 | 0 | 0 | 0 | 0 | 0 | 0 | 0 | 0 | 0 | 0 | 0 | 0 | 0 | 0 | 0 | 1413866.8032 | 1413866.8032 | 0 | 0 | 0 | 0 | 0 | 0 | 1413866.8032 | 1413866.8032 | [8 empty] | 30737.5944 |  | 8.7721 | [9 empty] | N |  | N |  |  |  |  | 145.3225 | 219.4605 | 128.7889 | -111.4697 | 2.0763 | -1.4615 | 1.9625 | -1.7082 |  |  |  | 298934 | -298934
Mass Electric | NE South | Southeast | Swansea 11 | Swansea | 05-11W84 | Somerset, Swansea | N | OH | 13.8 | 12.6682 | 48.0835 | 2679.3333 | 35595.3069 | Estimated | 10.1585 | Partial | No | [16 empty] | 228 | 228 | 1 | 1 |  |  |  |  | 229 | 229 | [16 empty] | 5241.78 | 5241.78 | 6 | 6 |  |  |  |  | 5247.78 | 5247.78 | 51.66% | 0 | 0 | 0 | 0 | 0 | 0 | 0 | 0 | 0 | 0 | 0 | 0 | 0 | 0 | 0 | 0 | 6153011.0352 | 6153011.0352 | 7043.04 | 7043.04 | 0 | 0 | 0 | 0 | 6160054.0752 | 6160054.0752 | [8 empty] | 35595.3069 |  | 10.1585 | [9 empty] | N |  | N |  |  |  |  | 45.0799 | 210.2188 | 38.5219 | 90.9922 | 1.4168 | 0.066655 | 1.3735 | -0.1308 |  |  |  | 59845 | 176683
Mass Electric | NE South | Southeast | Swansea 11 | Swansea | 05-11W85 | Swansea | N | UG | 13.8 | 10.6604 | 4.2746 | 243.3333 | 6449.0321 | Estimated | 1.8405 | Partial | No | [16 empty] | 5 | 5 | [6 empty] | 5 | 5 | [16 empty] | 1134.6 | 1134.6 | [6 empty] | 1134.6 | 1134.6 | 61.65% | 0 | 0 | 0 | 0 | 0 | 0 | 0 | 0 | 0 | 0 | 0 | 0 | 0 | 0 | 0 | 0 | 1331838.864 | 1331838.864 | 0 | 0 | 0 | 0 | 0 | 0 | 1331838.864 | 1331838.864 | [8 empty] | 6449.0321 |  | 1.8405 | [9 empty] | N |  | N |  |  |  |  | 175.0151 | 223.0955 | 175.0151 | 158.3469 | 0.99863 | 1.36 | 0.99863 | 1.0267 |  |  |  | 42587 | 39375.3333
Mass Electric | NE South | Southeast | Riverside 17 | Somerset | 05-17J1 | Somerset | N | OH | 4.16 | 2.9758 | 3.9812 | 688.0833 | 5318.8027 | Estimated | 1.5179 | No | No | [16 empty] | 34 | 34 | [6 empty] | 34 | 34 | [16 empty] | 218.55 | 218.55 | [6 empty] | 218.55 | 218.55 | 14.4% | 0 | 0 | 0 | 0 | 0 | 0 | 0 | 0 | 0 | 0 | 0 | 0 | 0 | 0 | 0 | 0 | 256542.732 | 256542.732 | 0 | 0 | 0 | 0 | 0 | 0 | 256542.732 | 256542.732 | [8 empty] | 5318.8027 |  | 1.5179 | [9 empty] | N |  | N |  |  |  |  | 0.0218 | 141.5495 | 0.0218 | 0.082367 | 0.0014533 | 0.33382 | 0.0014533 | 0.00096917 |  |  |  | 0 | 0
Mass Electric | NE South | Southeast | Riverside 17 | Somerset | 05-17J3 | Somerset | N | OH | 4.16 | 2.5507 | 6.278 | 765.0833 | 7279.6904 | Estimated | 2.0775 | No | No | [16 empty] | 55 | 55 | [6 empty] | 55 | 55 | [16 empty] | 322.8 | 322.8 | [6 empty] | 322.8 | 322.8 | 15.54% | 0 | 0 | 0 | 0 | 0 | 0 | 0 | 0 | 0 | 0 | 0 | 0 | 0 | 0 | 0 | 0 | 378915.552 | 378915.552 | 0 | 0 | 0 | 0 | 0 | 0 | 378915.552 | 378915.552 | [8 empty] | 7279.6904 |  | 2.0775 | [9 empty] | N |  | N |  |  |  |  | 0.12025 | 161.299 | 0.12025 | 3.7647 | 0.0026141 | 0.39993 | 0.0026141 | 0.060503 |  |  |  | 0 | 0
Mass Electric | NE South | Southeast | Palmer 18 | Somerset | 05-18J5 | Somerset, Swansea | N | OH | 4.16 | 1.9815 | 7.5064 | 573.3333 | 7069.2947 | Estimated | 2.0175 | No | No | [16 empty] | 77 | 77 | 1 | 1 |  |  |  |  | 78 | 78 | [16 empty] | 505.675 | 505.675 | 5 | 5 |  |  |  |  | 510.675 | 510.675 | 25.31% | 0 | 0 | 0 | 0 | 0 | 0 | 0 | 0 | 0 | 0 | 0 | 0 | 0 | 0 | 0 | 0 | 593581.542 | 593581.542 | 5869.2 | 5869.2 | 0 | 0 | 0 | 0 | 599450.742 | 599450.742 | [8 empty] | 7069.2947 |  | 2.0175 | [9 empty] | N |  | N |  |  |  |  | 3.9872 | 48.549 | 3.9872 | -1.5196 | 0.040116 | 0.026129 | 0.040116 | -0.023167 |  |  |  | 0 | 0
Mass Electric | NE South | Southeast | Palmer 18 | Somerset | 05-18J7 | Somerset | N | OH | 4.16 | 3.0623 | 7.3869 | 802.4167 | 6690.5825 | Estimated | 1.9094 | No | No | [16 empty] | 62 | 62 | 1 | 1 |  |  |  |  | 63 | 63 | [16 empty] | 411.12 | 411.12 | 0 | 0 |  |  |  |  | 411.12 | 411.12 | 21.53% | 0 | 0 | 0 | 0 | 0 | 0 | 0 | 0 | 0 | 0 | 0 | 0 | 0 | 0 | 0 | 0 | 482589.1008 | 482589.1008 | 0 | 0 | 0 | 0 | 0 | 0 | 482589.1008 | 482589.1008 | [8 empty] | 6690.5825 |  | 1.9094 | [9 empty] | N |  | N |  |  |  |  | 4.7382 | 19.6996 | 4.7382 | 19.6996 | 0.079759 | 0.27659 | 0.079759 | 0.27659 |  |  |  | 0 | 18110.6667
Mass Electric | NE South | Southeast | Dighton 19 | Dighton | 05-19W72 | Dighton, Somerset, Swansea | N | OH | 13.8 | 12.6682 | 26.1515 | 1916.75 | 25126.099 | Estimated | 7.1707 | Partial | No | [16 empty] | 219 | 219 | [6 empty] | 219 | 219 | [16 empty] | 5124.375 | 5124.375 | [6 empty] | 5124.375 | 5124.375 | 71.46% | 0 | 0 | 0 | 0 | 0 | 0 | 0 | 0 | 0 | 0 | 0 | 0 | 0 | 0 | 0 | 0 | 6015196.35 | 6015196.35 | 0 | 0 | 0 | 0 | 0 | 0 | 6015196.35 | 6015196.35 | [8 empty] | 25126.099 |  | 7.1707 | [9 empty] | N |  | N |  |  |  |  | 4.2755 | 155.7824 | 4.2755 | 3.3405 | 0.079823 | 0.52075 | 0.079823 | 0.044385 |  |  |  | 0 | 2624
Mass Electric | NE South | Southeast | Dighton 19 | Dighton | 05-19W73 | Dighton, Rehoboth, Swansea | N | OH | 13.8 | 7.5292 | 48.3413 | 1900.9167 | 15913.196 | Estimated | 4.5414 | Partial | No | [16 empty] | 228 | 227 | 1 | 1 |  |  |  |  | 229 | 228 | [16 empty] | 7685.375 | 6693.575 | 5.2 | 5.2 |  |  |  |  | 7690.575 | 6698.775 | 169.3% | 0 | 0 | 0 | 0 | 0 | 0 | 0 | 0 | 0 | 0 | 0 | 0 | 0 | 0 | 0 | 0 | 9021400.59 | 7857186.078 | 6103.968 | 6103.968 | 0 | 0 | 0 | 0 | 9027504.558 | 7863290.046 | [8 empty] | 15913.196 |  | 4.5414 | [9 empty] | N |  | N |  |  |  |  | 443.1052 | 396.6157 | 290.9333 | -40.2162 | 3.4368 | -1.2164 | 1.7597 | 0.016839 |  |  |  | 387536 | -170803.3333
Mass Electric | NE South | Southeast | Dighton 19 | Dighton | 05-19W74 | Dighton, Somerset | N | OH | 13.8 | 12.6682 | 48.185 | 2196.6667 | 39085.0428 | Estimated | 11.1544 | Partial | No | [16 empty] | 205 | 205 | [6 empty] | 205 | 205 | [16 empty] | 2235.84 | 2235.84 | [6 empty] | 2235.84 | 2235.84 | 20.04% | 0 | 0 | 0 | 0 | 0 | 0 | 0 | 0 | 0 | 0 | 0 | 0 | 0 | 0 | 0 | 0 | 2624518.4256 | 2624518.4256 | 0 | 0 | 0 | 0 | 0 | 0 | 2624518.4256 | 2624518.4256 | [8 empty] | 39085.0428 |  | 11.1544 | [9 empty] | N |  | N |  |  |  |  | 52.2232 | 426.3082 | 50.3381 | 70.6344 | 0.49029 | 0.53384 | 0.47026 | 0.36193 |  |  |  | 16062 | -3363.3333
Mass Electric | NE South | Southeast | West Street 1 | Attleboro | 05-1J1 | Attleboro | N | OH | 4.16 | 3.0623 | 4.2714 | 846.6667 | 6059.3955 | Estimated | 1.7293 | No | No | [16 empty] | 18 | 18 | [6 empty] | 18 | 18 | [16 empty] | 106.94 | 106.94 | [6 empty] | 106.94 | 106.94 | 6.184% | 0 | 0 | 0 | 0 | 0 | 0 | 0 | 0 | 0 | 0 | 0 | 0 | 0 | 0 | 0 | 0 | 125530.4496 | 125530.4496 | 0 | 0 | 0 | 0 | 0 | 0 | 125530.4496 | 125530.4496 | [8 empty] | 6059.3955 |  | 1.7293 | [9 empty] | N |  | N |  |  |  |  | 204.0803 | -6.0248 | 204.0803 | -58.0221 | 1.2461 | -0.4978 | 1.2461 | -0.54192 |  |  |  | 116666 | -18265
Mass Electric | NE South | Southeast | West Street 1 | Attleboro | 05-1J2 | Attleboro | N | Mixed | 4.16 | 2.9182 | 2.1919 | 251.3333 | 3029.6977 | Estimated | 0.86464 | No | No | [24 empty] | 0 | 0 | [24 empty] | 0 | 0 | 0% | 0 | 0 | 0 | 0 | 0 | 0 | 0 | 0 | 0 | 0 | 0 | 0 | 0 | 0 | 0 | 0 | 0 | #VALUE! | 0 | 0 | 0 | 0 | 0 | 0 | 0 | #VALUE! | [8 empty] | 3029.6977 |  | 0.86464 | [9 empty] | N |  | N |  |  |  |  | 12.9231 | 312.565 | 0 | 28.6667 | 0.92308 | -0.25879 | 0 | 0.33333 |  |  |  | 0 | 8141.3333
Mass Electric | NE South | Southeast | West Street 1 | Attleboro | 05-1J3 | Attleboro | N | Mixed | 4.16 | 3.0983 | 4.7803 | 700.5 | 4746.5264 | Estimated | 1.3546 | No | No | [16 empty] | 7 | 7 | [6 empty] | 7 | 7 | [16 empty] | 41.48 | 41.48 | [6 empty] | 41.48 | 41.48 | 3.062% | 0 | 0 | 0 | 0 | 0 | 0 | 0 | 0 | 0 | 0 | 0 | 0 | 0 | 0 | 0 | 0 | 48690.8832 | 48690.8832 | 0 | 0 | 0 | 0 | 0 | 0 | 48690.8832 | 48690.8832 | [8 empty] | 4746.5264 |  | 1.3546 | [9 empty] | N |  | N |  |  |  |  | 54.1513 | 21.5115 | 6.8494 | 67.2964 | 1.1606 | -0.14887 | 0.15418 | 0.85706 |  |  |  | 0 | 35361
Mass Electric | NE South | Southeast | West Street 1 | Attleboro | 05-1J4 | Attleboro | N | OH | 4.16 | 3.1487 | 5.9773 | 666.5833 | 6564.3451 | Estimated | 1.8734 | No | No | [16 empty] | 6 | 6 | [6 empty] | 6 | 6 | [16 empty] | 38.6 | 38.6 | [6 empty] | 38.6 | 38.6 | 2.06% | 0 | 0 | 0 | 0 | 0 | 0 | 0 | 0 | 0 | 0 | 0 | 0 | 0 | 0 | 0 | 0 | 45310.224 | 45310.224 | 0 | 0 | 0 | 0 | 0 | 0 | 45310.224 | 45310.224 | [8 empty] | 6564.3451 |  | 1.8734 | [9 empty] | N |  | N |  |  |  |  | 215.7075 | 692.2325 | 215.7075 | -132.9612 | 0.36455 | 0.5258 | 0.36455 | 0.19096 |  |  |  | 140052 | -90363.6667
Mass Electric | NE South | Southeast | West Street 1 | Attleboro | 05-2248 | Attleboro, Rehoboth, Seekonk | N | OH | 23 | 17.6 | 11.6371 | 1 | 22075.2 | Estimated | 6.3 | Partial | No | [16 empty] | 1 | 1 | [6 empty] | 1 | 1 | [16 empty] | 75 | 75 | [6 empty] | 75 | 75 | 1.19% | 0 | 0 | 0 | 0 | 0 | 0 | 0 | 0 | 0 | 0 | 0 | 0 | 0 | 0 | 0 | 0 | 88038 | 88038 | 0 | 0 | 0 | 0 | 0 | 0 | 88038 | 88038 | [8 empty] | 22075.2 |  | 6.3 | [9 empty] | N |  | N |  |  |  |  | 1530 | 317.3333 | 1530 | -1502.3333 | 1 | 0 | 1 | -0.66667 |  |  |  | 1530 | -1530
Mass Electric | NE South | Southeast | Mink Street 7 | Seekonk | 05-2267 | Seekonk | N | OH | 23 | 14.5 | 10.1187 | 4.5833 | 17870.4 | Estimated | 5.1 | Partial | No | [24 empty] | 0 | 0 | [24 empty] | 0 | 0 | 0% | 0 | 0 | 0 | 0 | 0 | 0 | 0 | 0 | 0 | 0 | 0 | 0 | 0 | 0 | 0 | 0 | 0 | #VALUE! | 0 | 0 | 0 | 0 | 0 | 0 | 0 | #VALUE! | [8 empty] | 17870.4 |  | 5.1 | [9 empty] | N |  | N |  |  |  |  | 197.4545 | 457.2214 | 0 | 261.9259 | 1.0909 | 0.2702 | 0 | 1.1111 |  |  |  | 0 | 270.3333
Mass Electric | NE South | Southeast | Plainville 3451 | Plainville | 05-2274 | Attleboro, North Attleborough, Plainville | N | OH | 23 | 33.8 | 7.6458 | 1 | 50808 | Estimated | 14.5 | Partial | No | [24 empty] | 0 | 0 | [24 empty] | 0 | 0 | 0% | 0 | 0 | 0 | 0 | 0 | 0 | 0 | 0 | 0 | 0 | 0 | 0 | 0 | 0 | 0 | 0 | 0 | #VALUE! | 0 | 0 | 0 | 0 | 0 | 0 | 0 | #VALUE! | [8 empty] | 50808 |  | 14.5 | [9 empty] | N |  | N |  |  |  |  | 0 | 1627.6667 | 0 | 197.3333 | 0 | 1.3333 | 0 | 1 |  |  |  | 0 | 197.3333
Mass Electric | NE South | Southeast | Chartley Pond 8 | Attleboro | 05-2276 | Attleboro, Norton | N | OH | 23 | 49.1 | 8.0551 | 1.1667 | 46603.2 | Estimated | 13.3 | Partial | No |  |  |  |  | 1 | 1 | [10 empty] | 1 | 1 | [6 empty] | 2 | 2 |  |  |  |  | 350 | 350 | [10 empty] | 95 | 95 | [6 empty] | 445 | 445 | 3.346% | 0 | 0 | 0 | 0 | 1226400 | 1226400 | 0 | 0 | 0 | 0 | 0 | 0 | 0 | 0 | 0 | 0 | 111514.8 | 111514.8 | 0 | 0 | 0 | 0 | 0 | 0 | 1337914.8 | 1337914.8 | [8 empty] | 46603.2 |  | 13.3 | [9 empty] | N |  | N |  |  |  |  | 474.8571 | 889.8095 | 474.8571 | -105.5238 | 3.4286 | -2.0952 | 3.4286 | -2.7619 |  |  |  | 422 | 316.6667
Mass Electric | NE South | Southeast | Franklin 341 | Franklin | 05-2284 | Franklin, Plainville, Wrentham | N | OH | 23 | 37.9 | 10.6542 | 1.1667 | 74635.2 | Estimated | 21.3 | Partial | No | [24 empty] | 0 | 0 | [24 empty] | 0 | 0 | 0% | 0 | 0 | 0 | 0 | 0 | 0 | 0 | 0 | 0 | 0 | 0 | 0 | 0 | 0 | 0 | 0 | 0 | #VALUE! | 0 | 0 | 0 | 0 | 0 | 0 | 0 | #VALUE! | [8 empty] | 74635.2 |  | 21.3 | [9 empty] | N |  | N |  |  |  |  | 0 | 0 | 0 | 0 | 0 | 0 | 0 | 0 |  |  |  | 0 | 0
Mass Electric | NE South | Southeast | Crocker Pond 3424 | Wrentham | 05-2287 | Foxborough, Wrentham | N | OH | 23 | 31.9 | 7.4231 | 1 | 73934.4 | Estimated | 21.1 | Partial | No | [24 empty] | 0 | 0 | [24 empty] | 0 | 0 | 0% | 0 | 0 | 0 | 0 | 0 | 0 | 0 | 0 | 0 | 0 | 0 | 0 | 0 | 0 | 0 | 0 | 0 | #VALUE! | 0 | 0 | 0 | 0 | 0 | 0 | 0 | #VALUE! | [8 empty] | 73934.4 |  | 21.1 | [9 empty] | N |  | N |  |  |  |  | 0 | 0 | 0 | 0 | 0 | 0 | 0 | 0 |  |  |  | 0 | 0
Mass Electric | NE South | Southeast | Plainville 3451 | Plainville | 05-2289 | Foxborough, Mansfield, Plainville | N | OH | 23 | 0 | 7.1341 | 0 | 0 | Estimated | 0 | Partial | No | [24 empty] | 0 | 0 | [24 empty] | 0 | 0 | 0% | 0 | 0 | 0 | 0 | 0 | 0 | 0 | 0 | 0 | 0 | 0 | 0 | 0 | 0 | 0 | 0 | 0 | #VALUE! | 0 | 0 | 0 | 0 | 0 | 0 | 0 | #VALUE! | [8 empty] | 0 |  | 0 | [9 empty] | N |  | N |  |  |  |  | 0 | 1052 | 0 | 118.3333 | 0 | 1.3333 | 0 | 1 |  |  |  | 0 | 73
Mass Electric | NE South | Southeast | West Street 1 | Southborough | 05-24 | Attleboro, Seekonk | N | OH | 13.8 | 18.7 | 8.9199 | 1 | 10161.6 | Estimated | 2.9 | Partial | No | [24 empty] | 0 | 0 | [24 empty] | 0 | 0 | 0% | 0 | 0 | 0 | 0 | 0 | 0 | 0 | 0 | 0 | 0 | 0 | 0 | 0 | 0 | 0 | 0 | 0 | #VALUE! | 0 | 0 | 0 | 0 | 0 | 0 | 0 | #VALUE! | [8 empty] | 10161.6 |  | 2.9 | [9 empty] | N |  | N |  |  |  |  | 0 | 1584.6667 | 0 | 294.3333 | 0 | 2 | 0 | 1.3333 |  |  |  | 0 | 262.3333
Mass Electric | NE South | Southeast | Sykes 28 | Fall River | 05-28W40 | Fall River | N | Mixed | 13.8 | 14.7477 | 20.325 | 2535.75 | 32496.4213 | Estimated | 9.2741 | Partial | No | [16 empty] | 97 | 97 | [6 empty] | 97 | 97 | [16 empty] | 2643.405 | 2643.405 | [6 empty] | 2643.405 | 2643.405 | 28.5% | 0 | 0 | 0 | 0 | 0 | 0 | 0 | 0 | 0 | 0 | 0 | 0 | 0 | 0 | 0 | 0 | 3102934.5252 | 3102934.5252 | 0 | 0 | 0 | 0 | 0 | 0 | 3102934.5252 | 3102934.5252 | [8 empty] | 32496.4213 |  | 9.2741 | [9 empty] | N |  | N |  |  |  |  | 1.4729 | 199.5399 | 1.4729 | 47.3149 | 0.020112 | 1.0727 | 0.020112 | 0.84097 |  |  |  | 0 | 75368.3333
Mass Electric | NE South | Southeast | Sykes 28 | Fall River | 05-28W41 | Fall River | N | Mixed | 13.8 | 11.999 | 3.1765 | 42.6667 | 15773.6066 | Estimated | 4.5016 | Partial | No | [16 empty] | 5 | 5 |  |  | 1 | 1 |  |  | 6 | 6 | [16 empty] | 1549 | 1549 |  |  | 2000 | 2000 |  |  | 3549 | 3549 | 78.84% | 0 | 0 | 0 | 0 | 0 | 0 | 0 | 0 | 0 | 0 | 0 | 0 | 0 | 0 | 0 | 0 | 1818278.16 | 1818278.16 | 0 | 0 | 6552480 | 6552480 | 0 | 0 | 8370758.16 | 8370758.16 | [8 empty] | 15773.6066 |  | 4.5016 | [9 empty] | N |  | N |  |  |  |  | 0 | 25.2074 | 0 | 25.2074 | 0 | 0.12593 | 0 | 0.12593 |  |  |  | 0 | 1050
Mass Electric | NE South | Southeast | Sykes 28 | Fall River | 05-28W50 | Fall River, Freetown | N | Mixed | 13.8 | 11.497 | 19.672 | 1466.1667 | 32915.1896 | Estimated | 9.3936 | Partial | No | [16 empty] | 89 | 89 | [6 empty] | 89 | 89 | [16 empty] | 5898.23 | 5898.23 | [6 empty] | 5898.23 | 5898.23 | 62.79% | 0 | 0 | 0 | 0 | 0 | 0 | 0 | 0 | 0 | 0 | 0 | 0 | 0 | 0 | 0 | 0 | 6923578.3032 | 6923578.3032 | 0 | 0 | 0 | 0 | 0 | 0 | 6923578.3032 | 6923578.3032 | [8 empty] | 32915.1896 |  | 9.3936 | [9 empty] | N |  | N |  |  |  |  | 43.0701 | 24.7885 | 2.3381 | 61.9622 | 0.8928 | -0.53011 | 0.045697 | 0.31543 |  |  |  | 0 | 82808.3333
Mass Electric | NE South | Southeast | Sykes 28 | Fall River | 05-28W51 | Fall River | N | Mixed | 13.8 | 12.6682 | 11.1455 | 1114.8333 | 30988.8554 | Estimated | 8.8439 | Partial | No | [16 empty] | 38 | 38 | [6 empty] | 38 | 38 | [16 empty] | 4621.72 | 4621.72 | [6 empty] | 4621.72 | 4621.72 | 52.26% | 0 | 0 | 0 | 0 | 0 | 0 | 0 | 0 | 0 | 0 | 0 | 0 | 0 | 0 | 0 | 0 | 5425159.8048 | 5425159.8048 | 0 | 0 | 0 | 0 | 0 | 0 | 5425159.8048 | 5425159.8048 | [8 empty] | 30988.8554 |  | 8.8439 | [9 empty] | N |  | N |  |  |  |  | 80.3797 | -50.4341 | 80.3797 | -50.5075 | 2.0182 | -1.3358 | 2.0182 | -1.3373 |  |  |  | 88099 | -61083.3333
Mass Electric | NE South | Southeast | Forest Street 2 | Attleboro | 05-2J1 | Attleboro | N | OH | 4.16 | 3.2568 | 4.0945 | 1041.3333 | 6395.9444 | Estimated | 1.8253 | No | No | [16 empty] | 12 | 12 | [6 empty] | 12 | 12 | [16 empty] | 65.2 | 65.2 | [6 empty] | 65.2 | 65.2 | 3.572% | 0 | 0 | 0 | 0 | 0 | 0 | 0 | 0 | 0 | 0 | 0 | 0 | 0 | 0 | 0 | 0 | 76534.368 | 76534.368 | 0 | 0 | 0 | 0 | 0 | 0 | 76534.368 | 76534.368 | [8 empty] | 6395.9444 |  | 1.8253 | [9 empty] | N |  | N |  |  |  |  | 496.5499 | -398.9104 | 496.5499 | -478.9876 | 1.0746 | -0.030137 | 1.0746 | -0.74188 |  |  |  | 490956 | -474153
Mass Electric | NE South | Southeast | Forest Street 2 | Attleboro | 05-2J2 | Attleboro | N | OH | 4.16 | 3.2568 | 1.2356 | 208.5 | 1262.3741 | Estimated | 0.36027 | No | No | [16 empty] | 4 | 4 | [6 empty] | 4 | 4 | [16 empty] | 55.3 | 55.3 | [6 empty] | 55.3 | 55.3 | 15.35% | 0 | 0 | 0 | 0 | 0 | 0 | 0 | 0 | 0 | 0 | 0 | 0 | 0 | 0 | 0 | 0 | 64913.352 | 64913.352 | 0 | 0 | 0 | 0 | 0 | 0 | 64913.352 | 64913.352 | [8 empty] | 1262.3741 |  | 0.36027 | [9 empty] | N |  | N |  |  |  |  | 0 | 30.4474 | 0 | 2.7115 | 0 | 0.335 | 0 | 0.0048077 |  |  |  | 0 | 0
Mass Electric | NE South | Southeast | Forest Street 2 | Attleboro | 05-2J3 | Attleboro | N | OH | 4.16 | 3.2568 | 2.3657 | 511.9167 | 6227.7962 | Estimated | 1.7773 | No | No | [16 empty] | 3 | 3 | [6 empty] | 3 | 3 | [16 empty] | 103 | 103 | [6 empty] | 103 | 103 | 5.795% | 0 | 0 | 0 | 0 | 0 | 0 | 0 | 0 | 0 | 0 | 0 | 0 | 0 | 0 | 0 | 0 | 120905.52 | 120905.52 | 0 | 0 | 0 | 0 | 0 | 0 | 120905.52 | 120905.52 | [8 empty] | 6227.7962 |  | 1.7773 | [9 empty] | N |  | N |  |  |  |  | 58.322 | -6.4526 | 58.322 | -53.1529 | 1.0236 | -0.029963 | 1.0236 | -0.71908 |  |  |  | 29120 | -27821
Mass Electric | NE South | Southeast | South Marlborough 310 | Marlborough | 05-310W3 | Marlborough, Southborough | N | Mixed | 13.8 | 12.6682 | 10.4741 | 357.3333 | 16471.5538 | Estimated | 4.7008 | No | No | [16 empty] | 15 | 15 | [6 empty] | 15 | 15 | [16 empty] | 612.84 | 612.84 | [6 empty] | 612.84 | 612.84 | 13.04% | 0 | 0 | 0 | 0 | 0 | 0 | 0 | 0 | 0 | 0 | 0 | 0 | 0 | 0 | 0 | 0 | 719376.1056 | 719376.1056 | 0 | 0 | 0 | 0 | 0 | 0 | 719376.1056 | 719376.1056 | [8 empty] | 16471.5538 |  | 4.7008 | [9 empty] | N |  | N |  |  |  |  | 39.4646 | 152.8707 | 39.4646 | 99.8413 | 0.14832 | 0.78479 | 0.14832 | 0.51757 |  |  |  | 0 | 46578.3333
Mass Electric | NE South | Southeast | South Marlborough 310 | Marlborough | 05-310W4 | Marlborough | N | Mixed | 13.8 | 10.4931 | 11.5722 | 828.5833 | 16722.8148 | Estimated | 4.7725 | Partial | No | [16 empty] | 53 | 53 | [6 empty] | 53 | 53 | [16 empty] | 1094.96 | 1094.96 | [6 empty] | 1094.96 | 1094.96 | 22.94% | 0 | 0 | 0 | 0 | 0 | 0 | 0 | 0 | 0 | 0 | 0 | 0 | 0 | 0 | 0 | 0 | 1285307.8464 | 1285307.8464 | 0 | 0 | 0 | 0 | 0 | 0 | 1285307.8464 | 1285307.8464 | [8 empty] | 16722.8148 |  | 4.7725 | [9 empty] | N |  | N |  |  |  |  | 17.3187 | 208.715 | 17.3187 | 6.3744 | 0.18224 | 0.34548 | 0.18224 | 0.0064778 |  |  |  | 616 | 2994
Mass Electric | NE South | Southeast | South Marlborough 310 | Marlborough | 05-310W5 | Marlborough, Southborough | N | Mixed | 13.8 | 12.3097 | 27.1973 | 2111.3333 | 24791.0843 | Estimated | 7.0751 | Partial | No | [12 empty] | 1 | 1 |  |  | 83 | 83 | [6 empty] | 84 | 84 | [12 empty] | 250 | 250 |  |  | 684.09 | 684.09 | [6 empty] | 934.09 | 934.09 | 13.2% | 0 | 0 | 0 | 0 | 0 | 0 | 0 | 0 | 0 | 0 | 0 | 0 | 1261440 | 1261440 | 0 | 0 | 803012.2056 | 803012.2056 | 0 | 0 | 0 | 0 | 0 | 0 | 2064452.2056 | 2064452.2056 | [8 empty] | 24791.0843 |  | 7.0751 | [9 empty] | N |  | N |  |  |  |  | 279.9719 | -162.6512 | 279.6735 | -163.1909 | 2.7651 | -1.7071 | 2.7646 | -1.7087 |  |  |  | 528868 | -430279
Mass Electric | NE South | Southeast | South Marlborough 310 | Marlborough | 05-310W6 | Marlborough, Southborough | N | Mixed | 13.8 | 11.6404 | 31.482 | 1419.4167 | 23227.6826 | Estimated | 6.6289 | Partial | No | [16 empty] | 52 | 52 | 1 | 1 |  |  | 1 | 1 | 54 | 54 | [16 empty] | 1741.36 | 1741.36 | 10 | 10 |  |  | 0 | 0 | 1751.36 | 1751.36 | 26.42% | 0 | 0 | 0 | 0 | 0 | 0 | 0 | 0 | 0 | 0 | 0 | 0 | 0 | 0 | 0 | 0 | 2044078.0224 | 2044078.0224 | 11738.4 | 11738.4 | 0 | 0 | 0 | 0 | 2055816.4224 | 2055816.4224 | [8 empty] | 23227.6826 |  | 6.6289 | [9 empty] | N |  | N |  |  |  |  | 186.0546 | 147.6779 | 185.6847 | 131.2701 | 1.018 | -0.22542 | 1.0166 | -0.27417 |  |  |  | 154429 | 199696
Mass Electric | NE South | Southeast | Marlborough 311 | Marlborough | 05-311W1 | Marlborough | N | Mixed | 13.8 | 12.6682 | 15.6072 | 1852.75 | 33501.4653 | Estimated | 9.5609 | Partial | No | [12 empty] | 1 | 1 |  |  | 28 | 28 | [6 empty] | 29 | 29 | [12 empty] | 75 | 75 |  |  | 290.61 | 290.61 | [6 empty] | 365.61 | 365.61 | 3.824% | 0 | 0 | 0 | 0 | 0 | 0 | 0 | 0 | 0 | 0 | 0 | 0 | 378432 | 378432 | 0 | 0 | 341129.6424 | 341129.6424 | 0 | 0 | 0 | 0 | 0 | 0 | 719561.6424 | 719561.6424 | [8 empty] | 33501.4653 |  | 9.5609 | [9 empty] | N |  | N |  |  |  |  | 148.3233 | 42.4871 | 121.5496 | -80.9151 | 2.0084 | -1.1978 | 1.7919 | -1.2238 |  |  |  | 214201 | -164652
Mass Electric | NE South | Southeast | Marlborough 311 | Marlborough | 05-311W2 | Marlborough | N | Mixed | 13.8 | 10.1585 | 34.0992 | 2204.5833 | 28141.2308 | Estimated | 8.0312 | Partial | No | [16 empty] | 96 | 96 | [6 empty] | 96 | 96 | [16 empty] | 782.97 | 782.97 | [6 empty] | 782.97 | 782.97 | 9.749% | 0 | 0 | 0 | 0 | 0 | 0 | 0 | 0 | 0 | 0 | 0 | 0 | 0 | 0 | 0 | 0 | 919081.5048 | 919081.5048 | 0 | 0 | 0 | 0 | 0 | 0 | 919081.5048 | 919081.5048 | [8 empty] | 28141.2308 |  | 8.0312 | [9 empty] | N |  | N |  |  |  |  | 196.0529 | 225.9663 | 188.3127 | -67.7714 | 0.47764 | 1.0088 | 0.37921 | 0.97847 |  |  |  | 320400 | -151716.6667
Mass Electric | NE South | Southeast | Marlborough 311 | Marlborough | 05-311W3 | Hudson, Marlborough | N | Mixed | 13.8 | 11.9272 | 35.0013 | 3908.75 | 26801.1722 | Estimated | 7.6487 | Partial | No | [16 empty] | 164 | 164 | 1 | 1 |  |  |  |  | 165 | 165 | [16 empty] | 1046.53 | 1046.53 | 7.6 | 7.6 |  |  |  |  | 1054.13 | 1054.13 | 13.78% | 0 | 0 | 0 | 0 | 0 | 0 | 0 | 0 | 0 | 0 | 0 | 0 | 0 | 0 | 0 | 0 | 1228458.7752 | 1228458.7752 | 8921.184 | 8921.184 | 0 | 0 | 0 | 0 | 1237379.9592 | 1237379.9592 | [8 empty] | 26801.1722 |  | 7.6487 | [9 empty] | N |  | N |  |  |  |  | 116.4679 | 298.0325 | 101.4084 | -29.1383 | 1.2477 | -0.064734 | 1.2211 | -0.39129 |  |  |  | 273360 | -72740.3333
Mass Electric | NE South | Southeast | Marlborough 311 | Marlborough | 05-311W4 | Marlborough | N | Mixed | 13.8 | 12.6682 | 17.5532 | 1913.0833 | 29732.5504 | Estimated | 8.4853 | Partial | No | [12 empty] | 2 | 2 |  |  | 80 | 80 | [6 empty] | 82 | 82 | [12 empty] | 76.2 | 76.2 |  |  | 1179.95 | 1179.95 | [6 empty] | 1256.15 | 1256.15 | 14.8% | 0 | 0 | 0 | 0 | 0 | 0 | 0 | 0 | 0 | 0 | 0 | 0 | 384486.912 | 384486.912 | 0 | 0 | 1385072.508 | 1385072.508 | 0 | 0 | 0 | 0 | 0 | 0 | 1769559.42 | 1769559.42 | [8 empty] | 29732.5504 |  | 8.4853 | [9 empty] | N |  | N |  |  |  |  | 14.7145 | 404.9921 | 14.7145 | 55.0392 | 0.064294 | 1.6425 | 0.064294 | 1.2702 |  |  |  | 0 | 112607
Mass Electric | NE South | Southeast | Marlborough 311 | Marlborough | 05-311W5 | Marlborough | N | Mixed | 13.8 | 11.9272 | 19.2337 | 2204.4167 | 29592.961 | Estimated | 8.4455 | Partial | No | [12 empty] | 1 | 1 |  |  | 51 | 51 | 1 | 1 |  |  |  |  | 53 | 53 | [12 empty] | 300 | 300 |  |  | 763.43 | 763.43 | 10 | 10 |  |  |  |  | 1073.43 | 1073.43 | 12.71% | 0 | 0 | 0 | 0 | 0 | 0 | 0 | 0 | 0 | 0 | 0 | 0 | 1513728 | 1513728 | 0 | 0 | 896144.6712 | 896144.6712 | 11738.4 | 11738.4 | 0 | 0 | 0 | 0 | 2421611.0712 | 2421611.0712 | [8 empty] | 29592.961 |  | 8.4455 | [9 empty] | N |  | N |  |  |  |  | 35.7083 | 56.4496 | 35.7083 | 38.3289 | 0.15424 | 0.39421 | 0.15424 | 0.38069 |  |  |  | 0 | 82171.3333
Mass Electric | NE South | Southeast | Marlborough 311 | Marlborough | 05-311W6 | Marlborough | N | Mixed | 13.8 | 11.4492 | 20.578 | 2290.0833 | 16891.834 | Metered | 7.9196 | Partial | No | [12 empty] | 1 | 1 |  |  | 73 | 73 | [6 empty] | 74 | 74 | [12 empty] | 555 | 555 |  |  | 1507.95 | 1507.95 | [6 empty] | 2062.95 | 2062.95 | 26.05% | 0 | 0 | 0 | 0 | 0 | 0 | 0 | 0 | 0 | 0 | 0 | 0 | 2800396.8 | 2800396.8 | 0 | 0 | 1770092.028 | 1770092.028 | 0 | 0 | 0 | 0 | 0 | 0 | 4570488.828 | 4570488.828 | [8 empty] | 16891.834 |  | 7.9196 | [9 empty] | N |  | N |  |  |  |  | 50.0218 | 94.0117 | 48.4725 | 23.4648 | 0.37379 | 0.66775 | 0.37073 | 0.58159 |  |  |  | 96994 | 18113.3333
Mass Electric | NE South | Southeast | Westborough 312 | Westborough | 05-312W1 | Shrewsbury, Westborough | N | Mixed | 13.8 | 12.6682 | 30.611 | 2265.6667 | 31016.7733 | Estimated | 8.8518 | Partial | No | [16 empty] | 90 | 90 | [6 empty] | 90 | 90 | [16 empty] | 1470.91 | 1470.91 | [6 empty] | 1470.91 | 1470.91 | 16.62% | 0 | 0 | 0 | 0 | 0 | 0 | 0 | 0 | 0 | 0 | 0 | 0 | 0 | 0 | 0 | 0 | 1726612.9944 | 1726612.9944 | 0 | 0 | 0 | 0 | 0 | 0 | 1726612.9944 | 1726612.9944 | [8 empty] | 31016.7733 |  | 8.8518 | [9 empty] | N |  | N |  |  |  |  | 30.5226 | 712.8157 | 30.5226 | 156.4826 | 0.38929 | 1.2331 | 0.38929 | 0.84561 |  |  |  | 0 | 313632.3333
Mass Electric | NE South | Southeast | Westborough 312 | Westborough | 05-312W2 | Northborough, Westborough | N | Mixed | 13.8 | 12.5726 | 8.4036 | 182.75 | 19654.193 | Estimated | 5.6091 | Partial | No | [16 empty] | 7 | 7 | [6 empty] | 7 | 7 | [16 empty] | 2558 | 2558 | [6 empty] | 2558 | 2558 | 45.6% | 0 | 0 | 0 | 0 | 0 | 0 | 0 | 0 | 0 | 0 | 0 | 0 | 0 | 0 | 0 | 0 | 3002682.72 | 3002682.72 | 0 | 0 | 0 | 0 | 0 | 0 | 3002682.72 | 3002682.72 | [8 empty] | 19654.193 |  | 5.6091 | [9 empty] | N |  | N |  |  |  |  | 0 | 149.673 | 0 | 149.673 | 0 | 0.3607 | 0 | 0.3607 |  |  |  | 0 | 25930.3333
Mass Electric | NE South | Southeast | Westborough 312 | Westborough | 05-312W3 | Northborough, Westborough | N | Mixed | 13.8 | 10.1585 | 20.593 | 1481.8333 | 29369.6179 | Estimated | 8.3817 | Partial | No | [16 empty] | 18 | 18 | [6 empty] | 18 | 18 | [16 empty] | 822.87 | 822.87 | [6 empty] | 822.87 | 822.87 | 9.817% | 0 | 0 | 0 | 0 | 0 | 0 | 0 | 0 | 0 | 0 | 0 | 0 | 0 | 0 | 0 | 0 | 965917.7208 | 965917.7208 | 0 | 0 | 0 | 0 | 0 | 0 | 965917.7208 | 965917.7208 | [8 empty] | 29369.6179 |  | 8.3817 | [9 empty] | N |  | N |  |  |  |  | 16.8157 | 358.0736 | 16.8157 | 43.3236 | 0.12417 | 0.7904 | 0.12417 | 0.4412 |  |  |  | 0 | 22045.6667
Mass Electric | NE South | Southeast | Westborough 312 | Westborough | 05-312W4 | Grafton, Hopkinton, Upton, Westborough | N | Mixed | 13.8 | 12.5726 | 54.157 | 2651.1667 | 31965.9815 | Estimated | 9.1227 | Partial | No | [16 empty] | 135 | 135 | 3 | 3 | 1 | 1 |  |  | 139 | 139 | [16 empty] | 4564.21 | 4564.21 | 21.6 | 21.6 | 1.2 | 1.2 |  |  | 4587.01 | 4587.01 | 50.28% | 0 | 0 | 0 | 0 | 0 | 0 | 0 | 0 | 0 | 0 | 0 | 0 | 0 | 0 | 0 | 0 | 5357652.2664 | 5357652.2664 | 25354.944 | 25354.944 | 3931.488 | 3931.488 | 0 | 0 | 5386938.6984 | 5386938.6984 | [8 empty] | 31965.9815 |  | 9.1227 | [9 empty] | N |  | N |  |  |  |  | 283.637 | 469.717 | 216.7487 | -90.283 | 1.6713 | -0.26228 | 1.2825 | -0.23354 |  |  |  | 486466 | -384748
Mass Electric | NE South | Southeast | Westborough 312 | Westborough | 05-312W5 | Westborough | N | Mixed | 13.8 | 12.6682 | 13.6066 | 424.25 | 34473.0078 | Estimated | 9.8382 | Partial | No | [16 empty] | 10 | 10 | [6 empty] | 10 | 10 | [16 empty] | 104.56 | 104.56 | [6 empty] | 104.56 | 104.56 | 1.063% | 0 | 0 | 0 | 0 | 0 | 0 | 0 | 0 | 0 | 0 | 0 | 0 | 0 | 0 | 0 | 0 | 122736.7104 | 122736.7104 | 0 | 0 | 0 | 0 | 0 | 0 | 122736.7104 | 122736.7104 | [8 empty] | 34473.0078 |  | 9.8382 | [9 empty] | N |  | N |  |  |  |  | 12.4738 | 160.6385 | 12.4738 | 160.0884 | 0.0165 | 0.69935 | 0.0165 | 0.69857 |  |  |  | 2800 | 19226.6667
Mass Electric | NE South | Southeast | Woodside 313 | Northborough | 05-313W1 | Boylston, Northborough | N | Mixed | 13.8 | 11.7838 | 44.0131 | 2472.25 | 27917.8877 | Estimated | 7.9674 | Partial | No | [16 empty] | 118 | 118 | 4 | 4 |  |  |  |  | 122 | 122 | [16 empty] | 1012.995 | 1012.995 | 50.2 | 50.2 |  |  |  |  | 1063.195 | 1063.195 | 13.34% | 0 | 0 | 0 | 0 | 0 | 0 | 0 | 0 | 0 | 0 | 0 | 0 | 0 | 0 | 0 | 0 | 1189094.0508 | 1189094.0508 | 58926.768 | 58926.768 | 0 | 0 | 0 | 0 | 1248020.8188 | 1248020.8188 | [8 empty] | 27917.8877 |  | 7.9674 | [9 empty] | N |  | N |  |  |  |  | 49.9812 | 434.9736 | 41.3894 | 145.016 | 0.36647 | 1.5344 | 0.30822 | 1.4657 |  |  |  | 17160 | 270378.3333
Mass Electric | NE South | Southeast | Woodside 313 | Northborough | 05-313W2 | Marlborough, Northborough, Westborough | N | Mixed | 13.8 | 11.7838 | 19.5727 | 885.3333 | 26047.3893 | Estimated | 7.4336 | Partial | No | [16 empty] | 50 | 50 | 1 | 1 |  |  |  |  | 51 | 51 | [16 empty] | 1327.63 | 1327.63 | 20 | 20 |  |  |  |  | 1347.63 | 1347.63 | 18.13% | 0 | 0 | 0 | 0 | 0 | 0 | 0 | 0 | 0 | 0 | 0 | 0 | 0 | 0 | 0 | 0 | 1558425.1992 | 1558425.1992 | 23476.8 | 23476.8 | 0 | 0 | 0 | 0 | 1581901.9992 | 1581901.9992 | [8 empty] | 26047.3893 |  | 7.4336 | [9 empty] | N |  | N |  |  |  |  | 75.1276 | 654.157 | 70.1092 | 124.6123 | 0.36032 | 0.889 | 0.34676 | 0.5242 |  |  |  | 51626 | 85873.3333
Mass Electric | NE South | Southeast | Woodside 313 | Northborough | 05-313W3 | Northborough | N | Mixed | 13.8 | 12.6682 | 29.9112 | 1105 | 26521.9933 | Estimated | 7.5691 | Partial | No | [16 empty] | 52 | 52 | [6 empty] | 52 | 52 | [16 empty] | 1223.88 | 1223.88 | [6 empty] | 1223.88 | 1223.88 | 16.17% | 0 | 0 | 0 | 0 | 0 | 0 | 0 | 0 | 0 | 0 | 0 | 0 | 0 | 0 | 0 | 0 | 1436639.2992 | 1436639.2992 | 0 | 0 | 0 | 0 | 0 | 0 | 1436639.2992 | 1436639.2992 | [8 empty] | 26521.9933 |  | 7.5691 | [9 empty] | N |  | N |  |  |  |  | 364.6561 | -36.2124 | 251.0344 | -166.8169 | 1.1819 | -0.37169 | 0.82353 | -0.1746 |  |  |  | 198105 | -165283
Mass Electric | NE South | Southeast | Woodside 313 | Northborough | 05-313W4 | Marlborough, Northborough | N | Mixed | 13.8 | 11.5926 | 12.1093 | 688.3333 | 23590.6151 | Estimated | 6.7325 | Partial | No | [12 empty] | 1 | 1 |  |  | 41 | 41 | [6 empty] | 42 | 42 | [12 empty] | 381.5 | 381.5 |  |  | 986.8 | 986.8 | [6 empty] | 1368.3 | 1368.3 | 20.32% | 0 | 0 | 0 | 0 | 0 | 0 | 0 | 0 | 0 | 0 | 0 | 0 | 1924957.44 | 1924957.44 | 0 | 0 | 1158345.312 | 1158345.312 | 0 | 0 | 0 | 0 | 0 | 0 | 3083302.752 | 3083302.752 | [8 empty] | 23590.6151 |  | 6.7325 | [9 empty] | N |  | N |  |  |  |  | 382.2087 | 163.9434 | 382.2087 | -330.4365 | 4.2015 | -3.3702 | 4.2015 | -3.7166 |  |  |  | 242532 | -242532
Mass Electric | NE South | Southeast | East Main St 314 | Westborough | 05-314W1 | Westborough | N | OH | 13.8 | 12.6682 | 5.1487 | 198 | 15564.749 | Metered | 3.9598 | Partial | No | [16 empty] | 3 | 3 | [6 empty] | 3 | 3 | [16 empty] | 93.675 | 93.675 | [6 empty] | 93.675 | 93.675 | 2.366% | 0 | 0 | 0 | 0 | 0 | 0 | 0 | 0 | 0 | 0 | 0 | 0 | 0 | 0 | 0 | 0 | 109959.462 | 109959.462 | 0 | 0 | 0 | 0 | 0 | 0 | 109959.462 | 109959.462 | [8 empty] | 15564.749 |  | 3.9598 | [9 empty] | N |  | N |  |  |  |  | 68.6616 | 307.4662 | 68.6616 | 237.018 | 0.20707 | 3.7012 | 0.20707 | 3.358 |  |  |  | 0 | 25130.6667
Mass Electric | NE South | Southeast | East Main St 314 | Westborough | 05-314W2 | Southborough, Westborough | N | Mixed | 13.8 | 13.9828 | 27.4778 | 1249.8333 | 28883.484 | Metered | 8.1268 | Partial | No | [16 empty] | 61 | 61 | 1 | 1 |  |  |  |  | 62 | 62 | [16 empty] | 1503.34 | 1503.34 | 7.6 | 7.6 |  |  |  |  | 1510.94 | 1510.94 | 18.59% | 0 | 0 | 0 | 0 | 0 | 0 | 0 | 0 | 0 | 0 | 0 | 0 | 0 | 0 | 0 | 0 | 1764680.6256 | 1764680.6256 | 8921.184 | 8921.184 | 0 | 0 | 0 | 0 | 1773601.8096 | 1773601.8096 | [8 empty] | 28883.484 |  | 8.1268 | [9 empty] | N |  | N |  |  |  |  | 303.0308 | 609.5109 | 269.4287 | 86.4331 | 3.3172 | -1.1373 | 3.0748 | -1.2435 |  |  |  | 244445 | 21958.6667
Mass Electric | NE South | Southeast | East Main St 314 | Westborough | 05-314W3 | Southborough, Westborough | N | Mixed | 13.8 | 12.3097 | 13.5932 | 963.8333 | 32313.318 | Metered | 6.9317 | Partial | No | [16 empty] | 22 | 22 | 1 | 1 |  |  |  |  | 23 | 23 | [16 empty] | 235 | 235 | 10 | 10 |  |  |  |  | 245 | 245 | 3.535% | 0 | 0 | 0 | 0 | 0 | 0 | 0 | 0 | 0 | 0 | 0 | 0 | 0 | 0 | 0 | 0 | 275852.4 | 275852.4 | 11738.4 | 11738.4 | 0 | 0 | 0 | 0 | 287590.8 | 287590.8 | [8 empty] | 32313.318 |  | 6.9317 | [9 empty] | N |  | N |  |  |  |  | 155.5902 | 66.7135 | 155.5902 | 57.3887 | 1.1869 | -0.1916 | 1.1869 | -0.19782 |  |  |  | 101601 | 79699
Mass Electric | NE South | Southeast | East Main St 314 | Westborough | 05-314W4 | Northborough, Westborough | N | Mixed | 13.8 | 12.6682 | 28.3045 | 1467 | 35569.586 | Metered | 8.1507 | Partial | No | [12 empty] | 1 | 1 |  |  | 128 | 128 | 1 | 1 |  |  |  |  | 130 | 130 | [12 empty] | 1.2 | 1.2 |  |  | 1530.33 | 1530.33 | 3.8 | 3.8 |  |  |  |  | 1535.33 | 1535.33 | 18.84% | 0 | 0 | 0 | 0 | 0 | 0 | 0 | 0 | 0 | 0 | 0 | 0 | 6054.912 | 6054.912 | 0 | 0 | 1796362.5672 | 1796362.5672 | 4460.592 | 4460.592 | 0 | 0 | 0 | 0 | 1806878.0712 | 1806878.0712 | [8 empty] | 35569.586 |  | 8.1507 | [9 empty] | N |  | N |  |  |  |  | 35.7771 | 432.5684 | 35.2618 | 154.0858 | 1.1002 | 1.8473 | 1.0988 | 1.2198 |  |  |  | 3606 | 223346.3333
Mass Electric | NE South | Southeast | East Main St 314 | Westborough | 05-314W5 | Westborough | N | Mixed | 13.8 | 10.1585 | 11.2331 | 410.1667 | 21496.7736 | Estimated | 6.1349 | Partial | No | [16 empty] | 12 | 12 | [6 empty] | 12 | 12 | [16 empty] | 97.55 | 97.55 | [6 empty] | 97.55 | 97.55 | 1.59% | 0 | 0 | 0 | 0 | 0 | 0 | 0 | 0 | 0 | 0 | 0 | 0 | 0 | 0 | 0 | 0 | 114508.092 | 114508.092 | 0 | 0 | 0 | 0 | 0 | 0 | 114508.092 | 114508.092 | [8 empty] | 21496.7736 |  | 6.1349 | [9 empty] | N |  | N |  |  |  |  | 73.2215 | 148.3142 | 73.2215 | 147.8353 | 0.88013 | 1.3563 | 0.88013 | 1.3554 |  |  |  | 9289 | 40590.6667
Mass Electric | NE South | Southeast | Northboro Road 317 | Southborough | 05-317W1 | Marlborough, Southborough, Westborough | N | Mixed | 13.8 | 9.9434 | 11.9962 | 328.75 | 35073.686 | Metered | 6.0792 | Partial | No | 1 | 1 | [14 empty] | 34 | 34 | 1 | 1 |  |  |  |  | 36 | 36 | 1200 | 1200 | [14 empty] | 824.29 | 824.29 | 5 | 5 |  |  |  |  | 2029.29 | 2029.29 | 33.38% | 7705296 | 7705296 | 0 | 0 | 0 | 0 | 0 | 0 | 0 | 0 | 0 | 0 | 0 | 0 | 0 | 0 | 967584.5736 | 967584.5736 | 5869.2 | 5869.2 | 0 | 0 | 0 | 0 | 8678749.7736 | 8678749.7736 | [8 empty] | 35073.686 |  | 6.0792 | [9 empty] | N |  | N |  |  |  |  | 3.3551 | 552.8077 | 2.9901 | 59.8308 | 0.0060837 | 0.69602 | 0.0030418 | 0.28784 |  |  |  | 0 | 2586.3333
Mass Electric | NE South | Southeast | Northboro Road 317 | Southborough | 05-317W2 | Marlborough, Northborough, Southborough | N | Mixed | 13.8 | 9.7043 | 6.946 | 397.1667 | 34422.722 | Metered | 6.4297 | Partial | No | [12 empty] | 1 | 1 |  |  | 2 | 2 | [6 empty] | 3 | 3 | [12 empty] | 472.5 | 472.5 |  |  | 433 | 433 | [6 empty] | 905.5 | 905.5 | 14.08% | 0 | 0 | 0 | 0 | 0 | 0 | 0 | 0 | 0 | 0 | 0 | 0 | 2384121.6 | 2384121.6 | 0 | 0 | 508272.72 | 508272.72 | 0 | 0 | 0 | 0 | 0 | 0 | 2892394.32 | 2892394.32 | [8 empty] | 34422.722 |  | 6.4297 | [9 empty] | N |  | N |  |  |  |  | 8.4725 | 501.209 | 8.4725 | 89.2415 | 0.10071 | 1.1893 | 0.10071 | 0.8568 |  |  |  | 2432 | 36830.3333
Mass Electric | NE South | Southeast | Northboro Road 317 | Southborough | 05-317W3 | Southborough | N | Mixed | 13.8 | 8.7004 | 18.9773 | 665.25 | 12395.5422 | Estimated | 3.5375 | Partial | No | [16 empty] | 33 | 33 | [6 empty] | 33 | 33 | [16 empty] | 234.32 | 234.32 | [6 empty] | 234.32 | 234.32 | 6.624% | 0 | 0 | 0 | 0 | 0 | 0 | 0 | 0 | 0 | 0 | 0 | 0 | 0 | 0 | 0 | 0 | 275054.1888 | 275054.1888 | 0 | 0 | 0 | 0 | 0 | 0 | 275054.1888 | 275054.1888 | [8 empty] | 12395.5422 |  | 3.5375 | [9 empty] | N |  | N |  |  |  |  | 157.2492 | 680.5055 | 141.8309 | 126.435 | 2.372 | -0.51085 | 2.1902 | -0.94789 |  |  |  | 72482 | -47735
Mass Electric | NE South | Southeast | Northboro Road 317 | Southborough | 05-317W4 | Southborough, Westborough | N | Mixed | 13.8 | 8.9395 | 12.2928 | 383.0833 | 16346.673 | Metered | 3.5375 | Partial | No | [16 empty] | 19 | 19 | [6 empty] | 19 | 19 | [16 empty] | 898.48 | 898.48 | [6 empty] | 898.48 | 898.48 | 25.4% | 0 | 0 | 0 | 0 | 0 | 0 | 0 | 0 | 0 | 0 | 0 | 0 | 0 | 0 | 0 | 0 | 1054671.7632 | 1054671.7632 | 0 | 0 | 0 | 0 | 0 | 0 | 1054671.7632 | 1054671.7632 | [8 empty] | 16346.673 |  | 3.5375 | [9 empty] | N |  | N |  |  |  |  | 261.1625 | 147.5632 | 261.1625 | 47.0644 | 0.92669 | 0.5955 | 0.92669 | 0.47801 |  |  |  | 72377 | 42389.6667
Mass Electric | NE South | Southeast | Northboro Road 317 | Southborough | 05-317W5 | Marlborough, Southborough, Westborough | N | Mixed | 13.8 | 10.3975 | 6.1652 | 91.6667 | 18677.0669 | Estimated | 5.3302 | Partial | No | [16 empty] | 5 | 5 | [6 empty] | 5 | 5 | [16 empty] | 46.6 | 46.6 | [6 empty] | 46.6 | 46.6 | 0.8743% | 0 | 0 | 0 | 0 | 0 | 0 | 0 | 0 | 0 | 0 | 0 | 0 | 0 | 0 | 0 | 0 | 54700.944 | 54700.944 | 0 | 0 | 0 | 0 | 0 | 0 | 54700.944 | 54700.944 | [8 empty] | 18677.0669 |  | 5.3302 | [9 empty] | N |  | N |  |  |  |  | 0 | 1.5281 | 0 | 1.5281 | 0 | 0.19101 | 0 | 0.19101 |  |  |  | 0 | 136
Mass Electric | NE South | Southeast | Northboro Road 317 | Southborough | 05-317W6 | Marlborough, Southborough | N | Mixed | 13.8 | 10.0868 | 4.6953 | 434.5833 | 13330.366 | Metered | 5.139 | Partial | No | [16 empty] | 1 | 1 | [6 empty] | 1 | 1 | [16 empty] | 12.5 | 12.5 | [6 empty] | 12.5 | 12.5 | 0.2432% | 0 | 0 | 0 | 0 | 0 | 0 | 0 | 0 | 0 | 0 | 0 | 0 | 0 | 0 | 0 | 0 | 14673 | 14673 | 0 | 0 | 0 | 0 | 0 | 0 | 14673 | 14673 | [8 empty] | 13330.366 |  | 5.139 | [9 empty] | N |  | N |  |  |  |  | 0 | 3.6521 | 0 | 3.6521 | 0 | 0.080998 | 0 | 0.080998 |  |  |  | 0 | 0
Mass Electric | NE South | Southeast | Northboro Road 317 | Southborough | 05-317W7 | Marlborough, Southborough | N | Mixed | 13.8 | 10.1585 | 2.9786 | 16.3333 | 5304.259 | Metered | 3.2029 | Partial | No | [16 empty] | 1 | 1 | [6 empty] | 1 | 1 | [16 empty] | 16.8 | 16.8 | [6 empty] | 16.8 | 16.8 | 0.5245% | 0 | 0 | 0 | 0 | 0 | 0 | 0 | 0 | 0 | 0 | 0 | 0 | 0 | 0 | 0 | 0 | 19720.512 | 19720.512 | 0 | 0 | 0 | 0 | 0 | 0 | 19720.512 | 19720.512 | [8 empty] | 5304.259 |  | 3.2029 | [9 empty] | N |  | N |  |  |  |  | 0 | 48.7351 | 0 | 32.3216 | 0 | 0.67959 | 0 | 0.66581 |  |  |  | 0 | 12524.6667
Mass Electric | NE South | Southeast | Northboro Road 317 | Southborough | 05-317W8 | Marlborough, Southborough | N | Mixed | 13.8 | 9.9195 | 7.2307 | 281.25 | 18844.5742 | Estimated | 5.378 | Partial | No | [16 empty] | 21 | 21 | [6 empty] | 21 | 21 | [16 empty] | 179.79 | 179.79 | [6 empty] | 179.79 | 179.79 | 3.343% | 0 | 0 | 0 | 0 | 0 | 0 | 0 | 0 | 0 | 0 | 0 | 0 | 0 | 0 | 0 | 0 | 211044.6936 | 211044.6936 | 0 | 0 | 0 | 0 | 0 | 0 | 211044.6936 | 211044.6936 | [8 empty] | 18844.5742 |  | 5.378 | [9 empty] | N |  | N |  |  |  |  | 0 | 359.1111 | 0 | 73.9223 | 0 | 1.1419 | 0 | 0.75459 |  |  |  | 0 | 15489.3333
Mass Electric | NE South | Southeast | North Marlborough 318 | Marlborough | 05-318W1 | Marlborough, Northborough | N | UG | 13.8 | 12.477 | 6.6231 | 128.9167 | 16299.041 | Estimated | 7.1866 | Partial | No | [16 empty] | 2 | 2 | [6 empty] | 2 | 2 | [16 empty] | 737.5 | 737.5 | [6 empty] | 737.5 | 737.5 | 10.26% | 0 | 0 | 0 | 0 | 0 | 0 | 0 | 0 | 0 | 0 | 0 | 0 | 0 | 0 | 0 | 0 | 865707 | 865707 | 0 | 0 | 0 | 0 | 0 | 0 | 865707 | 865707 | [8 empty] | 16299.041 |  | 7.1866 | [9 empty] | N |  | N |  |  |  |  | 127.4389 | -76.1101 | 127.4389 | -76.1101 | 0.99289 | -0.34115 | 0.99289 | -0.34115 |  |  |  | 16429 | -10957.6667
Mass Electric | NE South | Southeast | North Marlborough 318 | Marlborough | 05-318W3 | Hudson, Marlborough, Northborough | N | Mixed | 13.8 | 11.4492 | 65.1428 | 1709.25 | 16605.033 | Metered | 7.9754 | Partial | No | [16 empty] | 114 | 114 | 4 | 4 | 1 | 1 |  |  | 119 | 119 | [16 empty] | 3837.26 | 3837.26 | 16.8 | 16.8 | 6 | 6 |  |  | 3860.06 | 3860.06 | 48.4% | 0 | 0 | 0 | 0 | 0 | 0 | 0 | 0 | 0 | 0 | 0 | 0 | 0 | 0 | 0 | 0 | 4504329.2784 | 4504329.2784 | 19720.512 | 19720.512 | 19657.44 | 19657.44 | 0 | 0 | 4543707.2304 | 4543707.2304 | [8 empty] | 16605.033 |  | 7.9754 | [9 empty] | N |  | N |  |  |  |  | 388.2668 | 131.9062 | 273.3491 | -114.7682 | 2.3215 | 0.39433 | 2.043 | 0.30221 |  |  |  | 207158 | -33283.3333
Mass Electric | NE South | Southeast | North Marlborough 318 | Marlborough | 05-318W5 | Marlborough, Northborough | N | Mixed | 13.8 | 12.0229 | 15.722 | 673.6667 | 30430.4976 | Estimated | 8.6845 | Partial | No | [12 empty] | 1 | 1 |  |  | 27 | 27 | [6 empty] | 28 | 28 | [12 empty] | 150 | 150 |  |  | 306.39 | 306.39 | [6 empty] | 456.39 | 456.39 | 5.255% | 0 | 0 | 0 | 0 | 0 | 0 | 0 | 0 | 0 | 0 | 0 | 0 | 756864 | 756864 | 0 | 0 | 359652.8376 | 359652.8376 | 0 | 0 | 0 | 0 | 0 | 0 | 1116516.8376 | 1116516.8376 | [8 empty] | 30430.4976 |  | 8.6845 | [9 empty] | N |  | N |  |  |  |  | 135.8595 | 640.5761 | 122.0247 | -15.3828 | 1.1742 | 0.51601 | 1.1445 | 0.2074 |  |  |  | 40640 | 9156.6667
Mass Electric | NE South | Southeast | Whitins Pond 320 | Northbridge | 05-320W1 | Northbridge, Upton | N | Mixed | 13.8 | 12.6682 | 57.0915 | 3317.4167 | 33752.7263 | Estimated | 9.6326 | Partial | No | [6 empty] | 1 | 1 | [8 empty] | 167 | 167 | [6 empty] | 168 | 168 | [6 empty] | 49 | 49 | [8 empty] | 3089.76 | 3089.76 | [6 empty] | 3138.76 | 3138.76 | 32.58% | 0 | 0 | 0 | 0 | 0 | 0 | 160535.76 | 160535.76 | 0 | 0 | 0 | 0 | 0 | 0 | 0 | 0 | 3626883.8784 | 3626883.8784 | 0 | 0 | 0 | 0 | 0 | 0 | 3787419.6384 | 3787419.6384 | [8 empty] | 33752.7263 |  | 9.6326 | [9 empty] | N |  | N |  |  |  |  | 27.2941 | 138.7817 | 27.2941 | 37.8468 | 0.45005 | 0.049118 | 0.45005 | -0.0079667 |  |  |  | 37758 | 23472.3333
Mass Electric | NE South | Southeast | Whitins Pond 320 | Northbridge | 05-320W2 | Douglas, Northbridge, Sutton, Uxbridge | N | OH | 13.8 | 12.6682 | 74.6907 | 2951.0833 | 32328.914 | Estimated | 9.2263 | Partial | No | [16 empty] | 165 | 165 | [6 empty] | 165 | 165 | [16 empty] | 3236.465 | 3236.465 | [6 empty] | 3236.465 | 3236.465 | 35.08% | 0 | 0 | 0 | 0 | 0 | 0 | 0 | 0 | 0 | 0 | 0 | 0 | 0 | 0 | 0 | 0 | 3799092.0756 | 3799092.0756 | 0 | 0 | 0 | 0 | 0 | 0 | 3799092.0756 | 3799092.0756 | [8 empty] | 32328.914 |  | 9.2263 | [9 empty] | N |  | N |  |  |  |  | 193.8254 | 469.668 | 192.2264 | 22.4252 | 1.4212 | 0.66053 | 1.4168 | 0.06891 |  |  |  | 0 | 503851
Mass Electric | NE South | Southeast | Whitins Pond 320 | Northbridge | 05-320W3 | Northbridge, Sutton | N | Mixed | 13.8 | 12.6682 | 45.0966 | 2810 | 30570.0871 | Estimated | 8.7243 | Partial | No | [16 empty] | 192 | 192 | 1 | 1 |  |  |  |  | 193 | 193 | [16 empty] | 3766.27 | 3766.27 | 5.2 | 5.2 |  |  |  |  | 3771.47 | 3771.47 | 43.23% | 0 | 0 | 0 | 0 | 0 | 0 | 0 | 0 | 0 | 0 | 0 | 0 | 0 | 0 | 0 | 0 | 4420998.3768 | 4420998.3768 | 6103.968 | 6103.968 | 0 | 0 | 0 | 0 | 4427102.3448 | 4427102.3448 | [8 empty] | 30570.0871 |  | 8.7243 | [9 empty] | N |  | N |  |  |  |  | 155.3452 | 486.4477 | 155.3452 | -61.8259 | 2.4858 | -1.5283 | 2.4858 | -2.0607 |  |  |  | 241114 | -65905.3333
Mass Electric | NE South | Southeast | Whitins Pond 320 | Northbridge | 05-320W5 | Douglas, Northbridge, Sutton, Uxbridge | N | OH | 13.8 | 12.6682 | 49.5659 | 2225.9167 | 30570.0871 | Estimated | 8.7243 | Partial | No | [16 empty] | 126 | 126 | [6 empty] | 126 | 126 | [16 empty] | 5539.66 | 5539.66 | [6 empty] | 5539.66 | 5539.66 | 63.5% | 0 | 0 | 0 | 0 | 0 | 0 | 0 | 0 | 0 | 0 | 0 | 0 | 0 | 0 | 0 | 0 | 6502674.4944 | 6502674.4944 | 0 | 0 | 0 | 0 | 0 | 0 | 6502674.4944 | 6502674.4944 | [8 empty] | 30570.0871 |  | 8.7243 | [9 empty] | N |  | N |  |  |  |  | 437.3587 | 110.375 | 396.9879 | -305.9167 | 1.6119 | -0.82505 | 1.4947 | -0.92801 |  |  |  | 297634 | -198458.3333
Mass Electric | NE South | Southeast | Uxbridge 321 | Uxbridge | 05-321W1 | Douglas, Northbridge, Uxbridge | N | Mixed | 13.8 | 11.7838 | 43.5341 | 2362.0833 | 24204.8087 | Estimated | 6.9078 | Partial | No | [16 empty] | 105 | 105 | [6 empty] | 105 | 105 | [16 empty] | 3872.51 | 3872.51 | [6 empty] | 3872.51 | 3872.51 | 56.06% | 0 | 0 | 0 | 0 | 0 | 0 | 0 | 0 | 0 | 0 | 0 | 0 | 0 | 0 | 0 | 0 | 4545707.1384 | 4545707.1384 | 0 | 0 | 0 | 0 | 0 | 0 | 4545707.1384 | 4545707.1384 | [8 empty] | 24204.8087 |  | 6.9078 | [9 empty] | N |  | N |  |  |  |  | 113.2056 | 50.4626 | 113.2056 | -40.1875 | 1.6308 | -0.83012 | 1.6308 | -0.95351 |  |  |  | 124935 | -83378.6667
Mass Electric | NE South | Southeast | Uxbridge 321 | Uxbridge | 05-321W10 | Mendon, Northbridge, Uxbridge | N | OH | 13.8 | 7.5292 | 8.903 | 3 | 2145.094 | Metered | 1.3385 | Partial | No | [12 empty] | 1 | 1 | [10 empty] | 1 | 1 | [12 empty] | 500 | 500 | [10 empty] | 500 | 500 | 37.35% | 0 | 0 | 0 | 0 | 0 | 0 | 0 | 0 | 0 | 0 | 0 | 0 | 2522880 | 2522880 | 0 | 0 | 0 | #VALUE! | 0 | 0 | 0 | 0 | 0 | 0 | 2522880 | #VALUE! | [8 empty] | 2145.094 |  | 1.3385 | [9 empty] | N |  | N |  |  |  |  | 1157 | 1110.3434 | 688 | 488.6768 | 7 | -2.7677 | 6 | -2.4343 |  |  |  | 2064 | 6462.6667
Mass Electric | NE South | Southeast | Uxbridge 321 | Uxbridge | 05-321W2 | Blackstone, Douglas, Mendon, Millville, Uxbridge | N | Mixed | 13.8 | 11.7838 | 95.1273 | 2973 | 36014.0752 | Estimated | 10.278 | Partial | No | [16 empty] | 237 | 237 | 1 | 1 |  |  |  |  | 238 | 238 | [16 empty] | 13865.595 | 13865.595 | 7.6 | 7.6 |  |  |  |  | 13873.195 | 13873.195 | 135% | 0 | 0 | 0 | 0 | 0 | 0 | 0 | 0 | 0 | 0 | 0 | 0 | 0 | 0 | 0 | 0 | 16275990.0348 | 16275990.0348 | 8921.184 | 8921.184 | 0 | 0 | 0 | 0 | 16284911.2188 | 16284911.2188 | [8 empty] | 36014.0752 |  | 10.278 | [9 empty] | N |  | N |  |  |  |  | 178.4161 | 351.8534 | 176.7228 | -70.0275 | 1.1927 | -0.048885 | 1.1847 | -0.3749 |  |  |  | 11160 | -10716
Mass Electric | NE South | Southeast | Uxbridge 321 | Uxbridge | 05-321W4 | Douglas, Uxbridge | N | Mixed | 13.8 | 11.7838 | 12.6244 | 599.9167 | 1823.115 | Metered | 2.3902 | Partial | No | [16 empty] | 24 | 24 | [6 empty] | 24 | 24 | [16 empty] | 3191.38 | 3191.38 | [6 empty] | 3191.38 | 3191.38 | 133.5% | 0 | 0 | 0 | 0 | 0 | 0 | 0 | 0 | 0 | 0 | 0 | 0 | 0 | 0 | 0 | 0 | 3746169.4992 | 3746169.4992 | 0 | 0 | 0 | 0 | 0 | 0 | 3746169.4992 | 3746169.4992 | [8 empty] | 1823.115 |  | 2.3902 | [9 empty] | N |  | N |  |  |  |  | 1.3769 | 155.4408 | 1.3769 | 44.9098 | 0.063342 | 0.85373 | 0.063342 | 0.39365 |  |  |  | 0 | 9323.3333
Mass Electric | NE South | Southeast | Uxbridge 321 | Uxbridge | 05-321W5 | Northbridge, Uxbridge | N | Mixed | 13.8 | 10.1585 | 20.1439 | 1747.5833 | 12561.967 | Metered | 5.4736 | Partial | No | [16 empty] | 51 | 51 | 2 | 2 |  |  |  |  | 53 | 53 | [16 empty] | 454.74 | 454.74 | 20 | 20 |  |  |  |  | 474.74 | 474.74 | 8.673% | 0 | 0 | 0 | 0 | 0 | 0 | 0 | 0 | 0 | 0 | 0 | 0 | 0 | 0 | 0 | 0 | 533792.0016 | 533792.0016 | 23476.8 | 23476.8 | 0 | 0 | 0 | 0 | 557268.8016 | 557268.8016 | [8 empty] | 12561.967 |  | 5.4736 | [9 empty] | N |  | N |  |  |  |  | 146.4411 | -13.7244 | 107.6515 | -7.7559 | 1.5147 | -0.37014 | 1.264 | -0.17788 |  |  |  | 180952 | -44830.3333
Mass Electric | NE South | Southeast | Uxbridge 321 | Uxbridge | 05-321W6 | Blackstone, Mendon, Millville, Northbridge, Uxbridge | N | Mixed | 13.8 | 11.7838 | 72.6125 | 2647.9167 | 34087.7409 | Estimated | 9.7282 | Partial | No | [16 empty] | 181 | 181 |  |  |  |  | 1 | 1 | 182 | 182 | [16 empty] | 4393.23 | 4393.23 |  |  |  |  | 19 | 19 | 4412.23 | 4412.23 | 45.35% | 0 | 0 | 0 | 0 | 0 | 0 | 0 | 0 | 0 | 0 | 0 | 0 | 0 | 0 | 0 | 0 | 5156949.1032 | 5156949.1032 | 0 | 0 | 0 | 0 | 0 | 0 | 5156949.1032 | 5156949.1032 | [8 empty] | 34087.7409 |  | 9.7282 | [9 empty] | N |  | N |  |  |  |  | 202.0245 | 216.4199 | 201.8036 | -76.301 | 1.4449 | -0.35644 | 1.443 | -0.6295 |  |  |  | 244560 | -182988
Mass Electric | NE South | Southeast | Uxbridge 321 | Uxbridge | 05-321W9 | Blackstone, Millville, Uxbridge | N | Mixed | 13.8 | 9.2024 | 31.0587 | 2140.9167 | 10346.192 | Metered | 5.7605 | Partial | No | [16 empty] | 108 | 108 | [6 empty] | 108 | 108 | [16 empty] | 735.24 | 735.24 | [6 empty] | 735.24 | 735.24 | 12.76% | 0 | 0 | 0 | 0 | 0 | 0 | 0 | 0 | 0 | 0 | 0 | 0 | 0 | 0 | 0 | 0 | 863054.1216 | 863054.1216 | 0 | 0 | 0 | 0 | 0 | 0 | 863054.1216 | 863054.1216 | [8 empty] | 10346.192 |  | 5.7605 | [9 empty] | N |  | N |  |  |  |  | 195.5919 | 735.4547 | 195.5919 | 368.0607 | 4.8652 | -1.5571 | 4.8652 | -2.3057 |  |  |  | 360782 | 1075070.3333
Mass Electric | NE South | Southeast | Mendon 332 | Mendon | 05-332W1 | Blackstone, Hopedale, Mendon, Milford, Northbridge, Upton, Uxbridge | N | Mixed | 13.8 | 9.7521 | 59.9064 | 2244 | 29481.2894 | Estimated | 8.4136 | Partial | No | [16 empty] | 173 | 173 |  |  |  |  | 1 | 1 | 174 | 174 | [16 empty] | 5668.33 | 5668.33 |  |  |  |  | 5 | 5 | 5673.33 | 5673.33 | 67.43% | 0 | 0 | 0 | 0 | 0 | 0 | 0 | 0 | 0 | 0 | 0 | 0 | 0 | 0 | 0 | 0 | 6653712.4872 | 6653712.4872 | 0 | 0 | 0 | 0 | 0 | 0 | 6653712.4872 | 6653712.4872 | [8 empty] | 29481.2894 |  | 8.4136 | [9 empty] | N |  | N |  |  |  |  | 220.4073 | 159.2584 | 185.3561 | 81.2045 | 1.1653 | -0.21737 | 1.0744 | -0.27242 |  |  |  | 265651 | -202953.3333
Mass Electric | NE South | Southeast | Plainridge Park | Plainville | 05-3337W1 | Plainville, Wrentham | N | Mixed | 13.8 | 11.999 | 7.7939 | 300.9167 | 10066.828 | Metered | 4.7088 | Partial | No | [8 empty] | 1 | 1 | [6 empty] | 3 | 3 | [6 empty] | 4 | 4 | [8 empty] | 5600 | 5600 | [6 empty] | 1040.31 | 1040.31 | [6 empty] | 6640.31 | 6640.31 | 141% | 0 | 0 | 0 | 0 | 0 | 0 | 0 | 0 | 35958048 | 35958048 | 0 | 0 | 0 | 0 | 0 | 0 | 1221157.4904 | 1221157.4904 | 0 | 0 | 0 | 0 | 0 | 0 | 37179205.4904 | 37179205.4904 | [8 empty] | 10066.828 |  | 4.7088 | [9 empty] | N |  | N |  |  |  |  | 11.1626 | 644.3327 | 11.1626 | -5.6432 | 3.7186 | -2.6877 | 3.7186 | -3.3579 |  |  |  | 762 | -762
Mass Electric | NE South | Southeast | Depot Street 335 | Milford | 05-335W1 | Bellingham, Hopedale, Mendon, Milford | N | Mixed | 13.8 | 12.6682 | 38.0748 | 1953.9167 | 24791.0843 | Estimated | 7.0751 | Partial | No | [16 empty] | 107 | 107 | [6 empty] | 107 | 107 | [16 empty] | 4913.31 | 4913.31 | [6 empty] | 4913.31 | 4913.31 | 69.45% | 0 | 0 | 0 | 0 | 0 | 0 | 0 | 0 | 0 | 0 | 0 | 0 | 0 | 0 | 0 | 0 | 5767439.8104 | 5767439.8104 | 0 | 0 | 0 | 0 | 0 | 0 | 5767439.8104 | 5767439.8104 | [8 empty] | 24791.0843 |  | 7.0751 | [9 empty] | N |  | N |  |  |  |  | 162.3626 | 291.0424 | 158.3338 | -51.9766 | 1.2068 | 1.0141 | 1.1741 | 0.37019 |  |  |  | 124583 | -30827
Mass Electric | NE South | Southeast | Depot Street 335 | Milford | 05-335W2 | Milford | N | OH | 13.8 | 12.6682 | 19.1227 | 2207 | 30067.5651 | Estimated | 8.5809 | Partial | No | [16 empty] | 65 | 65 | [6 empty] | 65 | 65 | [16 empty] | 405.03 | 405.03 | [6 empty] | 405.03 | 405.03 | 4.72% | 0 | 0 | 0 | 0 | 0 | 0 | 0 | 0 | 0 | 0 | 0 | 0 | 0 | 0 | 0 | 0 | 475440.4152 | 475440.4152 | 0 | 0 | 0 | 0 | 0 | 0 | 475440.4152 | 475440.4152 | [8 empty] | 30067.5651 |  | 8.5809 | [9 empty] | N |  | N |  |  |  |  | 4.7671 | 71.4198 | 4.7671 | 67.2378 | 0.046217 | 0.94708 | 0.046217 | 0.9448 |  |  |  | 0 | 100769.6667
Mass Electric | NE South | Southeast | Depot Street 335 | Milford | 05-335W3 | Hopedale, Milford, Upton | N | Mixed | 13.8 | 12.3097 | 74.767 | 2999.3333 | 32161.4067 | Estimated | 9.1785 | Partial | No | [16 empty] | 223 | 223 | 2 | 2 |  |  |  |  | 225 | 225 | [16 empty] | 4677.74 | 4677.74 | 17.4 | 17.4 |  |  |  |  | 4695.14 | 4695.14 | 51.15% | 0 | 0 | 0 | 0 | 0 | 0 | 0 | 0 | 0 | 0 | 0 | 0 | 0 | 0 | 0 | 0 | 5490918.3216 | 5490918.3216 | 20424.816 | 20424.816 | 0 | 0 | 0 | 0 | 5511343.1376 | 5511343.1376 | [8 empty] | 32161.4067 |  | 9.1785 | [9 empty] | N |  | N |  |  |  |  | 222.8509 | 865.4116 | 200.1738 | 34.7024 | 2.1175 | 1.5789 | 2.0785 | 0.40908 |  |  |  | 217109 | 211558.3333
Mass Electric | NE South | Southeast | Depot Street 335 | Milford | 05-335W4 | Hopedale, Mendon, Milford | N | OH | 13.8 | 12.3097 | 17.3178 | 2922.25 | 31575.131 | Estimated | 9.0112 | Partial | No | [12 empty] | 2 | 2 |  |  | 102 | 102 | [6 empty] | 104 | 104 | [12 empty] | 1640 | 1640 |  |  | 675.41 | 675.41 | [6 empty] | 2315.41 | 2315.41 | 25.69% | 0 | 0 | 0 | 0 | 0 | 0 | 0 | 0 | 0 | 0 | 0 | 0 | 8275046.4 | 8275046.4 | 0 | 0 | 792823.2744 | 792823.2744 | 0 | 0 | 0 | 0 | 0 | 0 | 9067869.6744 | 9067869.6744 | [8 empty] | 31575.131 |  | 9.0112 | [9 empty] | N |  | N |  |  |  |  | 143.4836 | -61.1404 | 127.371 | -67.3424 | 0.44486 | 0.54704 | 0.42057 | 0.55151 |  |  |  | 328885 | -272223.6667
Mass Electric | NE South | Southeast | Depot Street 335 | Milford | 05-335W5 | Milford | N | Mixed | 13.8 | 12.6682 | 32.7617 | 3113.3333 | 15540.201 | Metered | 7.7922 | Partial | No | [16 empty] | 155 | 155 | 1 | 1 |  |  |  |  | 156 | 156 | [16 empty] | 1551.26 | 1551.26 | 7.6 | 7.6 |  |  |  |  | 1558.86 | 1558.86 | 20.01% | 0 | 0 | 0 | 0 | 0 | 0 | 0 | 0 | 0 | 0 | 0 | 0 | 0 | 0 | 0 | 0 | 1820931.0384 | 1820931.0384 | 8921.184 | 8921.184 | 0 | 0 | 0 | 0 | 1829852.2224 | 1829852.2224 | [8 empty] | 15540.201 |  | 7.7922 | [9 empty] | N |  | N |  |  |  |  | 97.1766 | 360.3745 | 94.8591 | 51.2886 | 1.2597 | 0.14623 | 1.2369 | -0.18652 |  |  |  | 166418 | 110331.3333
Mass Electric | NE South | Southeast | Depot Street 335 | Milford | 05-335W9 | Hopedale, Mendon, Milford | N | Mixed | 13.8 | 12.3097 | 24.5833 | 989 | 9978.043 | Metered | 4.3741 | Partial | No | [16 empty] | 68 | 68 | 1 | 1 |  |  |  |  | 69 | 69 | [16 empty] | 871.5 | 871.5 | 7.6 | 7.6 |  |  |  |  | 879.1 | 879.1 | 20.1% | 0 | 0 | 0 | 0 | 0 | 0 | 0 | 0 | 0 | 0 | 0 | 0 | 0 | 0 | 0 | 0 | 1023001.56 | 1023001.56 | 8921.184 | 8921.184 | 0 | 0 | 0 | 0 | 1031922.744 | 1031922.744 | [8 empty] | 9978.043 |  | 4.3741 | [9 empty] | N |  | N |  |  |  |  | 140.9666 | 54.8145 | 140.9666 | -38.3521 | 1.2305 | -0.20548 | 1.2305 | -0.44104 |  |  |  | 50494 | -22709.3333
Mass Electric | NE South | Southeast | Rocky Hill 336 | Milford | 05-336W1 | Milford | N | Mixed | 13.8 | 12.6682 | 13.0532 | 789.5 | 32920.734 | Metered | 6.86 | Partial | No | [12 empty] | 1 | 1 |  |  | 29 | 29 | [6 empty] | 30 | 30 | [12 empty] | 1.2 | 1.2 |  |  | 951.51 | 951.51 | [6 empty] | 952.71 | 952.71 | 13.89% | 0 | 0 | 0 | 0 | 0 | 0 | 0 | 0 | 0 | 0 | 0 | 0 | 6054.912 | 6054.912 | 0 | 0 | 1116920.4984 | 1116920.4984 | 0 | 0 | 0 | 0 | 0 | 0 | 1122975.4104 | 1122975.4104 | [8 empty] | 32920.734 |  | 6.86 | [9 empty] | N |  | N |  |  |  |  | 5.0754 | 101.3993 | 5.0754 | 53.2581 | 0.091197 | 0.37889 | 0.091197 | 0.34897 |  |  |  | 0 | 37507
Mass Electric | NE South | Southeast | Rocky Hill 336 | Milford | 05-336W2 | Milford | N | OH | 13.8 | 12.3097 | 6.817 | 310.5833 | 15351.101 | Metered | 7.2902 | Partial | No | [16 empty] | 26 | 26 | [6 empty] | 26 | 26 | [16 empty] | 225.82 | 225.82 | [6 empty] | 225.82 | 225.82 | 3.098% | 0 | 0 | 0 | 0 | 0 | 0 | 0 | 0 | 0 | 0 | 0 | 0 | 0 | 0 | 0 | 0 | 265076.5488 | 265076.5488 | 0 | 0 | 0 | 0 | 0 | 0 | 265076.5488 | 265076.5488 | [8 empty] | 15351.101 |  | 7.2902 | [9 empty] | N |  | N |  |  |  |  | 0.41213 | 2.0885 | 0.41213 | 2.0885 | 0.012879 | 0.0050038 | 0.012879 | 0.0050038 |  |  |  | 0 | 443
Mass Electric | NE South | Southeast | Rocky Hill 336 | Milford | 05-336W3 | Milford, Upton | N | Mixed | 13.8 | 12.6682 | 39.1081 | 3053.75 | 32624.224 | Metered | 8.9395 | Partial | No | [16 empty] | 177 | 177 | [6 empty] | 177 | 177 | [16 empty] | 1373.55 | 1373.55 | [6 empty] | 1373.55 | 1373.55 | 15.37% | 0 | 0 | 0 | 0 | 0 | 0 | 0 | 0 | 0 | 0 | 0 | 0 | 0 | 0 | 0 | 0 | 1612327.932 | 1612327.932 | 0 | 0 | 0 | 0 | 0 | 0 | 1612327.932 | 1612327.932 | [8 empty] | 32624.224 |  | 8.9395 | [9 empty] | N |  | N |  |  |  |  | 152.0907 | 87.7433 | 138.2255 | 94.8605 | 2.3316 | -0.9444 | 2.324 | -0.94462 |  |  |  | 323629 | 193473
Mass Electric | NE South | Southeast | Rocky Hill 336 | Milford | 05-336W4 | Milford | N | Mixed | 13.8 | 12.3097 | 10.7 | 333 | 30249.431 | Metered | 6.9317 | Partial | No | [16 empty] | 9 | 9 | [6 empty] | 9 | 9 | [16 empty] | 986.05 | 986.05 | [6 empty] | 986.05 | 986.05 | 14.23% | 0 | 0 | 0 | 0 | 0 | 0 | 0 | 0 | 0 | 0 | 0 | 0 | 0 | 0 | 0 | 0 | 1157464.932 | 1157464.932 | 0 | 0 | 0 | 0 | 0 | 0 | 1157464.932 | 1157464.932 | [8 empty] | 30249.431 |  | 6.9317 | [9 empty] | N |  | N |  |  |  |  | 954.3033 | -912.6508 | 954.3033 | -921.752 | 2.3544 | -1.8813 | 2.3544 | -2.0929 |  |  |  | 260232 | -256583.3333
Mass Electric | NE South | Southeast | Franklin 341 | Franklin | 05-341W1 | Franklin | N | Mixed | 13.8 | 8.1268 | 22.286 | 1716.75 | 18760.8206 | Estimated | 5.3541 | Partial | No | [16 empty] | 52 | 52 | 1 | 1 |  |  |  |  | 53 | 53 | [16 empty] | 339.72 | 339.72 | 7.6 | 7.6 |  |  |  |  | 347.32 | 347.32 | 6.487% | 0 | 0 | 0 | 0 | 0 | 0 | 0 | 0 | 0 | 0 | 0 | 0 | 0 | 0 | 0 | 0 | 398776.9248 | 398776.9248 | 8921.184 | 8921.184 | 0 | 0 | 0 | 0 | 407698.1088 | 407698.1088 | [8 empty] | 18760.8206 |  | 5.3541 | [9 empty] | N |  | N |  |  |  |  | 132.5114 | 1339.6022 | 131.6266 | 84.235 | 1.2087 | 0.50838 | 1.2081 | -0.56614 |  |  |  | 0 | 18153.6667
Mass Electric | NE South | Southeast | Franklin 341 | Franklin | 05-341W2 | Franklin, Norfolk | N | Mixed | 13.8 | 8.6526 | 17.7032 | 1058.5833 | 7975.279 | Metered | 4.6131 | Partial | No | [16 empty] | 30 | 30 | 1 | 1 |  |  |  |  | 31 | 31 | [16 empty] | 354.27 | 354.27 | 13.6 | 13.6 |  |  |  |  | 367.87 | 367.87 | 7.974% | 0 | 0 | 0 | 0 | 0 | 0 | 0 | 0 | 0 | 0 | 0 | 0 | 0 | 0 | 0 | 0 | 415856.2968 | 415856.2968 | 15964.224 | 15964.224 | 0 | 0 | 0 | 0 | 431820.5208 | 431820.5208 | [8 empty] | 7975.279 |  | 4.6131 | [9 empty] | N |  | N |  |  |  |  | 102.8441 | 1032.6624 | 102.8441 | 179.606 | 1.2555 | 0.39772 | 1.2555 | -0.27607 |  |  |  | 0 | 0
Mass Electric | NE South | Southeast | South Wrentham 3422 | Wrentham | 05-3422W1 | Franklin, Plainville, Wrentham | N | Mixed | 13.8 | 7.9595 | 23.9263 | 889.75 | 7101.842 | Metered | 4.398 | Partial | No | [16 empty] | 69 | 69 | 1 | 1 | 2 | 2 |  |  | 72 | 72 | [16 empty] | 2640.43 | 2640.43 | 0 | 0 | 100 | 100 |  |  | 2740.43 | 2740.43 | 62.31% | 0 | 0 | 0 | 0 | 0 | 0 | 0 | 0 | 0 | 0 | 0 | 0 | 0 | 0 | 0 | 0 | 3099442.3512 | 3099442.3512 | 0 | 0 | 327624 | 327624 | 0 | 0 | 3427066.3512 | 3427066.3512 | [8 empty] | 7101.842 |  | 4.398 | [9 empty] | N |  | N |  |  |  |  | 74.6558 | 423.3443 | 74.6558 | 141.0101 | 0.57544 | 0.36946 | 0.57544 | -0.073199 |  |  |  | 26352 | 176894
Mass Electric | NE South | Southeast | South Wrentham 3422 | Wrentham | 05-3422W2 | Wrentham | N | Mixed | 13.8 | 13.0985 | 28.2941 | 1454.5833 | 30737.5944 | Estimated | 8.7721 | Partial | No | [16 empty] | 41 | 41 | [6 empty] | 41 | 41 | [16 empty] | 309.15 | 309.15 | [6 empty] | 309.15 | 309.15 | 3.524% | 0 | 0 | 0 | 0 | 0 | 0 | 0 | 0 | 0 | 0 | 0 | 0 | 0 | 0 | 0 | 0 | 362892.636 | 362892.636 | 0 | 0 | 0 | 0 | 0 | 0 | 362892.636 | 362892.636 | [8 empty] | 30737.5944 |  | 8.7721 | [9 empty] | N |  | N |  |  |  |  | 102.3475 | 70.2743 | 94.6477 | 9.1685 | 0.8511 | 0.23522 | 0.82567 | 0.094965 |  |  |  | 108197 | -22938.6667
Mass Electric | NE South | Southeast | South Wrentham 3422 | Wrentham | 05-3422W3 | Foxborough, Plainville, Wrentham | N | Mixed | 13.8 | 12.5726 | 34.1027 | 1577.6667 | 24604.823 | Metered | 8.8678 | Partial | No | [16 empty] | 52 | 52 | [6 empty] | 52 | 52 | [16 empty] | 913.98 | 913.98 | [6 empty] | 913.98 | 913.98 | 10.31% | 0 | 0 | 0 | 0 | 0 | 0 | 0 | 0 | 0 | 0 | 0 | 0 | 0 | 0 | 0 | 0 | 1072866.2832 | 1072866.2832 | 0 | 0 | 0 | 0 | 0 | 0 | 1072866.2832 | 1072866.2832 | [8 empty] | 24604.823 |  | 8.8678 | [9 empty] | N |  | N |  |  |  |  | 22.8388 | 523.2072 | 21.9799 | 66.3642 | 0.13438 | 1.1262 | 0.11409 | 0.88786 |  |  |  | 0 | 98882
Mass Electric | NE South | Southeast | South Wrentham 3422 | Wrentham | 05-3422W4 | Foxborough, Norfolk, Wrentham | N | Mixed | 13.8 | 12.6682 | 35.8231 | 1850.6667 | 24787.654 | Metered | 5.4736 | Partial | No | [12 empty] | 2 | 2 |  |  | 69 | 69 | 3 | 3 |  |  |  |  | 74 | 74 | [12 empty] | 626.2 | 626.2 |  |  | 1007.15 | 1007.15 | 40.4 | 40.4 |  |  |  |  | 1673.75 | 1673.75 | 30.58% | 0 | 0 | 0 | 0 | 0 | 0 | 0 | 0 | 0 | 0 | 0 | 0 | 3159654.912 | 3159654.912 | 0 | 0 | 1182232.956 | 1182232.956 | 47423.136 | 47423.136 | 0 | 0 | 0 | 0 | 4389311.004 | 4389311.004 | [8 empty] | 24787.654 |  | 5.4736 | [9 empty] | N |  | N |  |  |  |  | 113.5429 | 473.6467 | 112.5838 | 51.9008 | 0.96182 | 0.51832 | 0.95911 | 0.24104 |  |  |  | 150699 | 101606.6667
Mass Electric | NE South | Southeast | Crocker Pond 3424 | Wrentham | 05-3424W1 | Foxborough, Wrentham | N | Mixed | 13.8 | 11.3536 | 8.7208 | 223 | 3263.866 | Metered | 9.7282 | Partial | No | [16 empty] | 6 | 6 | [6 empty] | 6 | 6 | [16 empty] | 1220 | 1220 | [6 empty] | 1220 | 1220 | 12.54% | 0 | 0 | 0 | 0 | 0 | 0 | 0 | 0 | 0 | 0 | 0 | 0 | 0 | 0 | 0 | 0 | 1432084.8 | 1432084.8 | 0 | 0 | 0 | 0 | 0 | 0 | 1432084.8 | 1432084.8 | [8 empty] | 3263.866 |  | 9.7282 | [9 empty] | N |  | N |  |  |  |  | 34.1794 | 139.4939 | 21.3991 | 48.7345 | 0.089686 | 0.46775 | 0.080717 | 0.45196 |  |  |  | 0 | 10493
Mass Electric | NE South | Southeast | Crocker Pond 3424 | Wrentham | 05-3424W3 | Foxborough, Wrentham | N | OH | 13.8 | 11.258 | 3.6754 | 8.5 | 33628.882 | Metered | 5.7605 | Partial | No | [12 empty] | 1 | 1 |  |  | 1 | 1 | [6 empty] | 2 | 2 | [12 empty] | 507 | 507 |  |  | 75 | 75 | [6 empty] | 582 | 582 | 10.1% | 0 | 0 | 0 | 0 | 0 | 0 | 0 | 0 | 0 | 0 | 0 | 0 | 2558200.32 | 2558200.32 | 0 | 0 | 88038 | 88038 | 0 | 0 | 0 | 0 | 0 | 0 | 2646238.32 | 2646238.32 | [8 empty] | 33628.882 |  | 5.7605 | [9 empty] | N |  | N |  |  |  |  | 2.8235 | -2.8235 | 2.8235 | -2.8235 | 0 | 0 | 0 | 0 |  |  |  | 0 | 0
Mass Electric | NE South | Southeast | Crocker Pond 3424 | Wrentham | 05-3424W5 | Foxborough, Wrentham | N | Mixed | 13.8 | 10.039 | 23.9097 | 1137.5 | 24154.86 | Metered | 8.4136 | Partial | No | [16 empty] | 36 | 36 | [6 empty] | 36 | 36 | [16 empty] | 259.415 | 259.415 | [6 empty] | 259.415 | 259.415 | 3.083% | 0 | 0 | 0 | 0 | 0 | 0 | 0 | 0 | 0 | 0 | 0 | 0 | 0 | 0 | 0 | 0 | 304511.7036 | 304511.7036 | 0 | 0 | 0 | 0 | 0 | 0 | 304511.7036 | 304511.7036 | [8 empty] | 24154.86 |  | 8.4136 | [9 empty] | N |  | N |  |  |  |  | 94.1398 | 1042.7164 | 88.1714 | 14.1714 | 0.41231 | 1.1891 | 0.4044 | 0.31233 |  |  |  | 0 | 56798.6667
Mass Electric | NE South | Southeast | Foxboro 1 3431 | Foxborough | 05-3431W1 | Foxborough | N | Mixed | 13.8 | 7.7443 | 18.928 | 1016.9167 | 13503.425 | Metered | 4.7088 | Partial | No | [16 empty] | 35 | 35 | 3 | 3 |  |  |  |  | 38 | 38 | [16 empty] | 280.31 | 280.31 | 17.6 | 17.6 |  |  |  |  | 297.91 | 297.91 | 6.327% | 0 | 0 | 0 | 0 | 0 | 0 | 0 | 0 | 0 | 0 | 0 | 0 | 0 | 0 | 0 | 0 | 329039.0904 | 329039.0904 | 20659.584 | 20659.584 | 0 | 0 | 0 | 0 | 349698.6744 | 349698.6744 | [8 empty] | 13503.425 |  | 4.7088 | [9 empty] | N |  | N |  |  |  |  | 159.9836 | 1184.3229 | 148.7654 | -1.6884 | 1.2872 | 0.15817 | 1.2538 | -0.71547 |  |  |  | 118468 | -69849
Mass Electric | NE South | Southeast | Foxboro 1 3431 | Foxborough | 05-3431W2 | Foxborough | N | Mixed | 13.8 | 12.6682 | 20.2854 | 2093.3333 | 14700.653 | Metered | 7.0751 | Partial | No | [16 empty] | 30 | 30 | [6 empty] | 30 | 30 | [16 empty] | 466.025 | 466.025 | [6 empty] | 466.025 | 466.025 | 6.587% | 0 | 0 | 0 | 0 | 0 | 0 | 0 | 0 | 0 | 0 | 0 | 0 | 0 | 0 | 0 | 0 | 547038.786 | 547038.786 | 0 | 0 | 0 | 0 | 0 | 0 | 547038.786 | 547038.786 | [8 empty] | 14700.653 |  | 7.0751 | [9 empty] | N |  | N |  |  |  |  | 113.6011 | 1173.9404 | 113.6011 | -94.8583 | 1.4847 | -0.40986 | 1.4847 | -1.2938 |  |  |  | 124559 | -105327.6667
Mass Electric | NE South | Southeast | Foxboro 2 3432 | Foxborough | 05-3432W1 | Foxborough | N | Mixed | 13.8 | 7.9834 | 31.7657 | 2302.5833 | 10094.274 | Metered | 8.5809 | Partial | No | [16 empty] | 39 | 39 | [6 empty] | 39 | 39 | [16 empty] | 296.17 | 296.17 | [6 empty] | 296.17 | 296.17 | 3.451% | 0 | 0 | 0 | 0 | 0 | 0 | 0 | 0 | 0 | 0 | 0 | 0 | 0 | 0 | 0 | 0 | 347656.1928 | 347656.1928 | 0 | 0 | 0 | 0 | 0 | 0 | 347656.1928 | 347656.1928 | [8 empty] | 10094.274 |  | 8.5809 | [9 empty] | N |  | N |  |  |  |  | 97.0718 | 787.4382 | 96.4855 | 179.211 | 0.314 | 2.5126 | 0.30618 | 1.603 |  |  |  | 0 | 114116
Mass Electric | NE South | Southeast | Foxboro 2 3432 | Foxborough | 05-3432W2 | Foxborough | N | Mixed | 13.8 | 12.6682 | 12.5661 | 654 | 10518.738 | Metered | 9.1785 | Partial | No | [16 empty] | 6 | 6 | [6 empty] | 6 | 6 | [16 empty] | 3241.59 | 3241.59 | [6 empty] | 3241.59 | 3241.59 | 35.32% | 0 | 0 | 0 | 0 | 0 | 0 | 0 | 0 | 0 | 0 | 0 | 0 | 0 | 0 | 0 | 0 | 3805108.0056 | 3805108.0056 | 0 | 0 | 0 | 0 | 0 | 0 | 3805108.0056 | 3805108.0056 | [8 empty] | 10518.738 |  | 9.1785 | [9 empty] | N |  | N |  |  |  |  | 3.0015 | 868.7843 | 3.0015 | 141.7547 | 0.033639 | 2.0456 | 0.033639 | 1.3703 |  |  |  | 741 | 17321.6667
Mass Electric | NE South | Southeast | Beaver Pond 344 | Franklin | 05-344W1 | Bellingham, Franklin | N | Mixed | 13.8 | 11.8077 | 23.4072 | 1242 | 22090.045 | Metered | 9.0112 | Partial | No | [16 empty] | 49 | 49 | 2 | 2 |  |  |  |  | 51 | 51 | [16 empty] | 347.66 | 347.66 | 15 | 15 |  |  |  |  | 362.66 | 362.66 | 4.025% | 0 | 0 | 0 | 0 | 0 | 0 | 0 | 0 | 0 | 0 | 0 | 0 | 0 | 0 | 0 | 0 | 408097.2144 | 408097.2144 | 17607.6 | 17607.6 | 0 | 0 | 0 | 0 | 425704.8144 | 425704.8144 | [8 empty] | 22090.045 |  | 9.0112 | [9 empty] | N |  | N |  |  |  |  | 69.2713 | 587.4494 | 69.1167 | 99.0589 | 1.1626 | 0.82848 | 1.1618 | 0.4403 |  |  |  | 52343 | 119456.3333
Mass Electric | NE South | Southeast | Beaver Pond 344 | Franklin | 05-344W2 | Franklin | N | Mixed | 13.8 | 12.5487 | 8.297 | 66.9167 | 47601.822 | Metered | 7.7922 | Partial | No | 1 | 1 | [14 empty] | 1 | 1 | [6 empty] | 2 | 2 | 325 | 325 | [14 empty] | 215 | 215 | [6 empty] | 540 | 540 | 6.93% | 2086851 | 2086851 | 0 | 0 | 0 | 0 | 0 | 0 | 0 | 0 | 0 | 0 | 0 | 0 | 0 | 0 | 252375.6 | 252375.6 | 0 | 0 | 0 | 0 | 0 | 0 | 2339226.6 | 2339226.6 | [8 empty] | 47601.822 |  | 7.7922 | [9 empty] | N |  | N |  |  |  |  | 47.9103 | -46.4986 | 47.9103 | -46.4986 | 0.14944 | -0.11022 | 0.14944 | -0.11022 |  |  |  | 0 | 0
Mass Electric | NE South | Southeast | Beaver Pond 344 | Franklin | 05-344W3 | Franklin | N | Mixed | 13.8 | 11.2819 | 11.0922 | 1028.5833 | 21363.894 | Metered | 4.5414 | Partial | No | [16 empty] | 9 | 9 | [6 empty] | 9 | 9 | [16 empty] | 2927 | 2927 | [6 empty] | 2927 | 2927 | 64.45% | 0 | 0 | 0 | 0 | 0 | 0 | 0 | 0 | 0 | 0 | 0 | 0 | 0 | 0 | 0 | 0 | 3435829.68 | 3435829.68 | 0 | 0 | 0 | 0 | 0 | 0 | 3435829.68 | 3435829.68 | [8 empty] | 21363.894 |  | 4.5414 | [9 empty] | N |  | N |  |  |  |  | 17.1722 | 255.5158 | 17.0662 | 121.025 | 0.027222 | 1.5599 | 0.02625 | 1.3814 |  |  |  | 0 | 156362
Mass Electric | NE South | Southeast | Beaver Pond 344 | Franklin | 05-344W4 | Bellingham, Blackstone, Franklin | N | Mixed | 13.8 | 12.3097 | 51.3417 | 3040.5833 | 37163.081 | Metered | 10.7082 | Partial | No | [16 empty] | 212 | 212 | [6 empty] | 212 | 212 | [16 empty] | 4708.91 | 4708.91 | [6 empty] | 4708.91 | 4708.91 | 43.97% | 0 | 0 | 0 | 0 | 0 | 0 | 0 | 0 | 0 | 0 | 0 | 0 | 0 | 0 | 0 | 0 | 5527506.9144 | 5527506.9144 | 0 | 0 | 0 | 0 | 0 | 0 | 5527506.9144 | 5527506.9144 | [8 empty] | 37163.081 |  | 10.7082 | [9 empty] | N |  | N |  |  |  |  | 48.0628 | 301.3726 | 48.0628 | 149.8304 | 0.61468 | 1.3075 | 0.61468 | 1.0981 |  |  |  | 71764 | 387482.3333
Mass Electric | NE South | Southeast | Beaver Pond 344 | Franklin | 05-344W5 | Franklin, Wrentham | N | Mixed | 13.8 | 12.6682 | 55.2951 | 3078.9167 | 30853.758 | Metered | 10.2302 | Partial | No | [12 empty] | 1 | 1 |  |  | 149 | 149 | [6 empty] | 150 | 150 | [12 empty] | 1.2 | 1.2 |  |  | 1044.77 | 1044.77 | [6 empty] | 1045.97 | 1045.97 | 10.22% | 0 | 0 | 0 | 0 | 0 | 0 | 0 | 0 | 0 | 0 | 0 | 0 | 6054.912 | 6054.912 | 0 | 0 | 1226392.8168 | 1226392.8168 | 0 | 0 | 0 | 0 | 0 | 0 | 1232447.7288 | 1232447.7288 | [8 empty] | 30853.758 |  | 10.2302 | [9 empty] | N |  | N |  |  |  |  | 33.4783 | 306.8743 | 33.3591 | 38.1023 | 0.22378 | 0.3692 | 0.22346 | 0.14294 |  |  |  | 0 | 5434.3333
Mass Electric | NE South | Southeast | Beaver Pond 344 | Franklin | 05-344W6 | Franklin | N | Mixed | 13.8 | 12.6682 | 5.9064 | 143.3333 | 26997.263 | Metered | 6.597 | Partial | No | [12 empty] | 1 | 1 |  |  | 9 | 9 | [6 empty] | 10 | 10 | [12 empty] | 2060 | 2060 |  |  | 254.45 | 254.45 | [6 empty] | 2314.45 | 2314.45 | 35.08% | 0 | 0 | 0 | 0 | 0 | 0 | 0 | 0 | 0 | 0 | 0 | 0 | 10394265.6 | 10394265.6 | 0 | 0 | 298683.588 | 298683.588 | 0 | 0 | 0 | 0 | 0 | 0 | 10692949.188 | 10692949.188 | [8 empty] | 26997.263 |  | 6.597 | [9 empty] | N |  | N |  |  |  |  | 40.7651 | -23.8299 | 40.7651 | -23.8299 | 0.37674 | 0.07929 | 0.37674 | 0.07929 |  |  |  | 0 | 0
Mass Electric | NE South | Southeast | Plainville 3451 | Plainville | 05-3451W2 | Plainville, Wrentham | N | Mixed | 13.8 | 6.5492 | 19.086 | 2291.9167 | 22129.308 | Metered | 6.1668 | Partial | No | [16 empty] | 24 | 24 | [6 empty] | 24 | 24 | [16 empty] | 161 | 161 | [6 empty] | 161 | 161 | 2.611% | 0 | 0 | 0 | 0 | 0 | 0 | 0 | 0 | 0 | 0 | 0 | 0 | 0 | 0 | 0 | 0 | 188988.24 | 188988.24 | 0 | 0 | 0 | 0 | 0 | 0 | 188988.24 | 188988.24 | [8 empty] | 22129.308 |  | 6.1668 | [9 empty] | N |  | N |  |  |  |  | 2.1375 | 336.4477 | 2.1375 | 132.7566 | 0.021379 | 0.7407 | 0.021379 | 0.56042 |  |  |  | 0 | 0
Mass Electric | NE South | Southeast | Plainville 3451 | Plainville | 05-3451W3 | Plainville, Wrentham | N | Mixed | 13.8 | 11.7838 | 32.1102 | 1520.75 | 18549.569 | Metered | 5.7844 | Partial | No | [16 empty] | 83 | 83 | 1 | 1 |  |  |  |  | 84 | 84 | [16 empty] | 856.455 | 856.455 | 7260 | 7260 |  |  |  |  | 8116.455 | 8116.455 | 140.3% | 0 | 0 | 0 | 0 | 0 | 0 | 0 | 0 | 0 | 0 | 0 | 0 | 0 | 0 | 0 | 0 | 1005341.1372 | 1005341.1372 | 8522078.4 | 8522078.4 | 0 | 0 | 0 | 0 | 9527419.5372 | 9527419.5372 | [8 empty] | 18549.569 |  | 5.7844 | [9 empty] | N |  | N |  |  |  |  | 282.7401 | -237.5004 | 271.8047 | -241.7346 | 1.9813 | -1.5185 | 1.9306 | -1.4751 |  |  |  | 41254 | -14099.3333
Mass Electric | NE South | Southeast | Union Street 348 | Franklin | 05-348W1 | Franklin | N | UG | 13.8 | 12.7399 | 0.037879 | 1 | 11139.2372 | Estimated | 3.179 | Partial | No | [24 empty] | 0 | 0 | [24 empty] | 0 | 0 | 0% | 0 | 0 | 0 | 0 | 0 | 0 | 0 | 0 | 0 | 0 | 0 | 0 | 0 | 0 | 0 | 0 | 0 | #VALUE! | 0 | 0 | 0 | 0 | 0 | 0 | 0 | #VALUE! | [8 empty] | 11139.2372 |  | 3.179 | [9 empty] | N |  | N |  |  |  |  | 0 | 0 | 0 | 0 | 0 | 0 | 0 | 0 |  |  |  | 0 | 0
Mass Electric | NE South | Southeast | Union Street 348 | Franklin | 05-348W5 | Franklin, Wrentham | N | Mixed | 13.8 | 12.3097 | 26.6178 | 1553.75 | 20435.8938 | Estimated | 5.8322 | Partial | No | [12 empty] | 1 | 1 |  |  | 115 | 115 | [6 empty] | 116 | 116 | [12 empty] | 1.2 | 1.2 |  |  | 1232.62 | 1232.62 | [6 empty] | 1233.82 | 1233.82 | 21.16% | 0 | 0 | 0 | 0 | 0 | 0 | 0 | 0 | 0 | 0 | 0 | 0 | 6054.912 | 6054.912 | 0 | 0 | 1446898.6608 | 1446898.6608 | 0 | 0 | 0 | 0 | 0 | 0 | 1452953.5728 | 1452953.5728 | [8 empty] | 20435.8938 |  | 5.8322 | [9 empty] | N |  | N |  |  |  |  | 7.5971 | 73.8416 | 7.3448 | 49.4603 | 0.038616 | 0.21523 | 0.037973 | 0.20621 |  |  |  | 0 | 32359.3333
Mass Electric | NE South | Southeast | Union Street 348 | Franklin | 05-348W6 | Franklin | N | Mixed | 13.8 | 12.5726 | 18.0593 | 1823.0833 | 30905.1017 | Estimated | 8.8199 | Partial | No | [16 empty] | 28 | 28 | [6 empty] | 28 | 28 | [16 empty] | 4329.22 | 4329.22 | [6 empty] | 4329.22 | 4329.22 | 49.08% | 0 | 0 | 0 | 0 | 0 | 0 | 0 | 0 | 0 | 0 | 0 | 0 | 0 | 0 | 0 | 0 | 5081811.6048 | 5081811.6048 | 0 | 0 | 0 | 0 | 0 | 0 | 5081811.6048 | 5081811.6048 | [8 empty] | 30905.1017 |  | 8.8199 | [9 empty] | N |  | N |  |  |  |  | 27.2511 | 177.3121 | 26.0893 | 74.7638 | 0.10916 | 0.81795 | 0.10806 | 0.69336 |  |  |  | 0 | 163876
Mass Electric | NE South | Southeast | Union Street 348 | Franklin | 05-348W7 | Bellingham, Franklin, Wrentham | N | Mixed | 13.8 | 12.6682 | 25.4178 | 839.1667 | 25377.36 | Estimated | 7.2424 | Partial | No | [12 empty] | 1 | 1 |  |  | 43 | 43 | [6 empty] | 44 | 44 | [12 empty] | 1.2 | 1.2 |  |  | 1614.63 | 1614.63 | [6 empty] | 1615.83 | 1615.83 | 22.31% | 0 | 0 | 0 | 0 | 0 | 0 | 0 | 0 | 0 | 0 | 0 | 0 | 6054.912 | 6054.912 | 0 | 0 | 1895317.2792 | 1895317.2792 | 0 | 0 | 0 | 0 | 0 | 0 | 1901372.1912 | 1901372.1912 | [8 empty] | 25377.36 |  | 7.2424 | [9 empty] | N |  | N |  |  |  |  | 98.9768 | -68.1631 | 98.9768 | -68.1631 | 1.3811 | -1.2578 | 1.3811 | -1.2578 |  |  |  | 33814 | -9152.6667
Mass Electric | NE South | Southeast | Union Street 348 | Franklin | 05-348W8 | Bellingham, Franklin, Wrentham | N | Mixed | 13.8 | 12.6682 | 38.1172 | 1396 | 15056.947 | Metered | 7.3858 | Partial | No | [24 empty] | 0 | 0 | [24 empty] | 0 | 0 | 0% | 0 | 0 | 0 | 0 | 0 | 0 | 0 | 0 | 0 | 0 | 0 | 0 | 0 | 0 | 0 | 0 | 0 | #VALUE! | 0 | 0 | 0 | 0 | 0 | 0 | 0 | #VALUE! | [8 empty] | 15056.947 |  | 7.3858 | [9 empty] | N |  | N |  |  |  |  | 155.856 | -144.5049 | 155.856 | -144.5049 | 0.67049 | -0.61263 | 0.67049 | -0.61263 |  |  |  | 211034 | -196557.3333
Mass Electric | NE South | Southeast | North Foxboro 349 | Foxborough | 05-349W1 | Foxborough | N | Mixed | 13.8 | 12.6682 | 6.5712 | 168.0833 | 16190.122 | Metered | 6.9795 | Partial | No | [16 empty] | 8 | 8 | [6 empty] | 8 | 8 | [16 empty] | 532 | 532 | [6 empty] | 532 | 532 | 7.622% | 0 | 0 | 0 | 0 | 0 | 0 | 0 | 0 | 0 | 0 | 0 | 0 | 0 | 0 | 0 | 0 | 624482.88 | 624482.88 | 0 | 0 | 0 | 0 | 0 | 0 | 624482.88 | 624482.88 | [8 empty] | 16190.122 |  | 6.9795 | [9 empty] | N |  | N |  |  |  |  | 16.8012 | 260.0425 | 16.8012 | 3.0859 | 0.29747 | 0.38507 | 0.29747 | 0.051734 |  |  |  | 55 | -55
Mass Electric | NE South | Southeast | Rehoboth 3 | Rehoboth | 05-3J1 | Rehoboth | N | Mixed | 4.16 | 2.2048 | 9.2777 | 212.5 | 2524.7481 | Estimated | 0.72053 | No | No | [16 empty] | 8 | 8 | [6 empty] | 8 | 8 | [16 empty] | 48.99 | 48.99 | [6 empty] | 48.99 | 48.99 | 6.799% | 0 | 0 | 0 | 0 | 0 | 0 | 0 | 0 | 0 | 0 | 0 | 0 | 0 | 0 | 0 | 0 | 57506.4216 | 57506.4216 | 0 | 0 | 0 | 0 | 0 | 0 | 57506.4216 | 57506.4216 | [8 empty] | 2524.7481 |  | 0.72053 | [9 empty] | N |  | N |  |  |  |  | 324.8424 | 1736.7218 | 308.0753 | -184.677 | 1.6424 | 0.060241 | 1.5059 | -0.47469 |  |  |  | 20637 | -16340.3333
Mass Electric | NE South | Southeast | Rehoboth 3 | Rehoboth | 05-3J2 | Rehoboth | N | OH | 4.16 | 2.2697 | 5.9676 | 208 | 2693.1488 | Estimated | 0.76859 | No | No | [16 empty] | 11 | 11 | [6 empty] | 11 | 11 | [16 empty] | 96.7 | 96.7 | [6 empty] | 96.7 | 96.7 | 12.58% | 0 | 0 | 0 | 0 | 0 | 0 | 0 | 0 | 0 | 0 | 0 | 0 | 0 | 0 | 0 | 0 | 113510.328 | 113510.328 | 0 | 0 | 0 | 0 | 0 | 0 | 113510.328 | 113510.328 | [8 empty] | 2693.1488 |  | 0.76859 | [9 empty] | N |  | N |  |  |  |  | 226.7837 | 1746.1514 | 216.7163 | -100.6208 | 2.1442 | -0.46004 | 2.0625 | -1.0482 |  |  |  | 39590 | -33173
Mass Electric | NE South | Southeast | Rehoboth 3 | Rehoboth | 05-3J3 | Rehoboth, Seekonk | N | OH | 4.16 | 2.2697 | 9.6652 | 314.5833 | 4039.597 | Estimated | 1.1529 | No | No | [16 empty] | 29 | 29 | [6 empty] | 29 | 29 | [16 empty] | 211.18 | 211.18 | [6 empty] | 211.18 | 211.18 | 18.32% | 0 | 0 | 0 | 0 | 0 | 0 | 0 | 0 | 0 | 0 | 0 | 0 | 0 | 0 | 0 | 0 | 247891.5312 | 247891.5312 | 0 | 0 | 0 | 0 | 0 | 0 | 247891.5312 | 247891.5312 | [8 empty] | 4039.597 |  | 1.1529 | [9 empty] | N |  | N |  |  |  |  | 189.2217 | 1978.4811 | 69.9338 | 80.9313 | 0.90914 | 0.8577 | 0.50543 | 0.58063 |  |  |  | 0 | 207
Mass Electric | NE South | Southeast | Norton 4 | Norton | 05-4J1 | Norton | N | OH | 4.16 | 1.8374 | 1.6822 | 145.0833 | 2993.353 | Metered | 0.82141 | Partial | No | [16 empty] | 1 | 1 | [6 empty] | 1 | 1 | [16 empty] | 7.6 | 7.6 | [6 empty] | 7.6 | 7.6 | 0.9252% | 0 | 0 | 0 | 0 | 0 | 0 | 0 | 0 | 0 | 0 | 0 | 0 | 0 | 0 | 0 | 0 | 8921.184 | 8921.184 | 0 | 0 | 0 | 0 | 0 | 0 | 8921.184 | 8921.184 | [8 empty] | 2993.353 |  | 0.82141 | [9 empty] | N |  | N |  |  |  |  | 1.4406 | 1372.7068 | 1.4406 | 162.4594 | 0.0068926 | 1.3175 | 0.0068926 | 0.32422 |  |  |  | 0 | 0
Mass Electric | NE South | Southeast | Norton 4 | Norton | 05-4J2 | Norton | N | OH | 4.16 | 2.947 | 3.754 | 240.8333 | 8608.015 | Metered | 1.3186 | Partial | No | [16 empty] | 2 | 2 | [6 empty] | 2 | 2 | [16 empty] | 293.88 | 293.88 | [6 empty] | 293.88 | 293.88 | 22.29% | 0 | 0 | 0 | 0 | 0 | 0 | 0 | 0 | 0 | 0 | 0 | 0 | 0 | 0 | 0 | 0 | 344968.0992 | 344968.0992 | 0 | 0 | 0 | 0 | 0 | 0 | 344968.0992 | 344968.0992 | [8 empty] | 8608.015 |  | 1.3186 | [9 empty] | N |  | N |  |  |  |  | 10.2187 | 1617.7549 | 10.2187 | 83.1511 | 0.029066 | 1.6647 | 0.029066 | 0.33514 |  |  |  | 0 | 0
Mass Electric | NE South | Southeast | Norton 4 | Norton | 05-4L1 | Norton, Taunton | N | Mixed | 13.2 | 12.026 | 32.1121 | 1259.9167 | 25289.837 | Metered | 7.9792 | Partial | No | [16 empty] | 61 | 61 | [6 empty] | 61 | 61 | [16 empty] | 3949.64 | 3949.64 | [6 empty] | 3949.64 | 3949.64 | 49.5% | 0 | 0 | 0 | 0 | 0 | 0 | 0 | 0 | 0 | 0 | 0 | 0 | 0 | 0 | 0 | 0 | 4636245.4176 | 4636245.4176 | 0 | 0 | 0 | 0 | 0 | 0 | 4636245.4176 | 4636245.4176 | [8 empty] | 25289.837 |  | 7.9792 | [9 empty] | N |  | N |  |  |  |  | 200.5228 | 1969.2003 | 200.5228 | 351.1936 | 1.8866 | 1.449 | 1.8866 | 0.58082 |  |  |  | 182453 | 257860.3333
Mass Electric | NE South | Southeast | Norton 4 | Norton | 05-4L2 | Norton | N | Mixed | 13.2 | 11.7745 | 35.8106 | 2880.5833 | 35393.017 | Metered | 10.86 | Partial | No | [12 empty] | 1 | 1 |  |  | 104 | 104 | 1 | 1 |  |  |  |  | 106 | 106 | [12 empty] | 1.2 | 1.2 |  |  | 2694.36 | 2694.36 | 7.6 | 7.6 |  |  |  |  | 2703.16 | 2703.16 | 24.89% | 0 | 0 | 0 | 0 | 0 | 0 | 0 | 0 | 0 | 0 | 0 | 0 | 6054.912 | 6054.912 | 0 | 0 | 3162747.5424 | 3162747.5424 | 8921.184 | 8921.184 | 0 | 0 | 0 | 0 | 3177723.6384 | 3177723.6384 | [8 empty] | 35393.017 |  | 10.86 | [9 empty] | N |  | N |  |  |  |  | 244.7799 | 2061.8167 | 244.7799 | 226.1825 | 2.1034 | 1.9162 | 2.1034 | 1.0545 |  |  |  | 595601 | 291348
Mass Electric | NE South | Southeast | South Attleboro 5 | Attleboro | 05-5J1 | Attleboro | N | OH | 4.16 | 2.7741 | 0.85852 | 52 | 1893.5611 | Estimated | 0.5404 | No | No | [16 empty] | 7 | 7 | [6 empty] | 7 | 7 | [16 empty] | 46.12 | 46.12 | [6 empty] | 46.12 | 46.12 | 8.534% | 0 | 0 | 0 | 0 | 0 | 0 | 0 | 0 | 0 | 0 | 0 | 0 | 0 | 0 | 0 | 0 | 54137.5008 | 54137.5008 | 0 | 0 | 0 | 0 | 0 | 0 | 54137.5008 | 54137.5008 | [8 empty] | 1893.5611 |  | 0.5404 | [9 empty] | N |  | N |  |  |  |  | 22.8846 | 153.5001 | 22.8846 | 153.5001 | 0.13462 | 0.67635 | 0.13462 | 0.67635 |  |  |  | 0 | 901
Mass Electric | NE South | Southeast | South Attleboro 5 | Attleboro | 05-5J2 | Attleboro | N | OH | 4.16 | 2.7741 | 5.4119 | 572.0833 | 7552.998 | Metered | 2.0511 | No | No | [16 empty] | 24 | 24 | [6 empty] | 24 | 24 | [16 empty] | 149.88 | 149.88 | [6 empty] | 149.88 | 149.88 | 7.307% | 0 | 0 | 0 | 0 | 0 | 0 | 0 | 0 | 0 | 0 | 0 | 0 | 0 | 0 | 0 | 0 | 175935.1392 | 175935.1392 | 0 | 0 | 0 | 0 | 0 | 0 | 175935.1392 | 175935.1392 | [8 empty] | 7552.998 |  | 2.0511 | [9 empty] | N |  | N |  |  |  |  | 2.1832 | 46.119 | 2.1832 | 24.7349 | 0.015732 | 0.33663 | 0.015732 | 0.32625 |  |  |  | 0 | 13323.3333
Mass Electric | NE South | Southeast | Clara Street 6 | Seekonk | 05-6J1 | Attleboro, Seekonk | N | OH | 4.16 | 2.7741 | 3.4456 | 405.3333 | 3753.543 | Estimated | 1.0712 | No | No | [16 empty] | 18 | 18 | [6 empty] | 18 | 18 | [16 empty] | 130.8 | 130.8 | [6 empty] | 130.8 | 130.8 | 12.21% | 0 | 0 | 0 | 0 | 0 | 0 | 0 | 0 | 0 | 0 | 0 | 0 | 0 | 0 | 0 | 0 | 153538.272 | 153538.272 | 0 | 0 | 0 | 0 | 0 | 0 | 153538.272 | 153538.272 | [8 empty] | 3753.543 |  | 1.0712 | [9 empty] | N |  | N |  |  |  |  | 210.9153 | 1247.8564 | 65.5905 | -35.2015 | 1.5913 | -0.53093 | 1.3322 | -0.9361 |  |  |  | 12376 | -12376
Mass Electric | NE South | Southeast | Clara Street 6 | Seekonk | 05-6J2 | Attleboro, Seekonk | N | OH | 4.16 | 2.9398 | 6.8322 | 611.6667 | 6227.7962 | Estimated | 1.7773 | No | No | [16 empty] | 44 | 44 | [6 empty] | 44 | 44 | [16 empty] | 323.88 | 323.88 | [6 empty] | 323.88 | 323.88 | 18.22% | 0 | 0 | 0 | 0 | 0 | 0 | 0 | 0 | 0 | 0 | 0 | 0 | 0 | 0 | 0 | 0 | 380183.2992 | 380183.2992 | 0 | 0 | 0 | 0 | 0 | 0 | 380183.2992 | 380183.2992 | [8 empty] | 6227.7962 |  | 1.7773 | [9 empty] | N |  | N |  |  |  |  | 1885.3079 | -476.9554 | 1884.9319 | -1848.4852 | 2.2921 | -1.2575 | 2.2757 | -1.9116 |  |  |  | 249953 | -249953
Mass Electric | NE South | Southeast | Myles Standish 8016 | Norton | 05-6L1 | Norton | N | UG | 13.2 | 10.9285 | 0.62311 | 0 | 2082.9172 | Estimated | 0.59444 | Partial | No | [24 empty] | 0 | 0 | [24 empty] | 0 | 0 | 0% | 0 | 0 | 0 | 0 | 0 | 0 | 0 | 0 | 0 | 0 | 0 | 0 | 0 | 0 | 0 | 0 | 0 | #VALUE! | 0 | 0 | 0 | 0 | 0 | 0 | 0 | #VALUE! | [8 empty] | 2082.9172 |  | 0.59444 | [9 empty] | N |  | N |  |  |  |  | 0 | 0 | 0 | 0 | 0 | 0 | 0 | 0 |  |  |  | 0 | 0
Mass Electric | NE South | Southeast | Mink Street 7 | Seekonk | 05-7L1 | Seekonk | N | Mixed | 13.2 | 9.7168 | 46.6235 | 2469.5833 | 27779.459 | Metered | 9.0538 | Partial | No | [16 empty] | 197 | 197 | 4 | 4 |  |  |  |  | 201 | 201 | [16 empty] | 1464.18 | 1464.18 | 42.6 | 42.6 |  |  |  |  | 1506.78 | 1506.78 | 16.64% | 0 | 0 | 0 | 0 | 0 | 0 | 0 | 0 | 0 | 0 | 0 | 0 | 0 | 0 | 0 | 0 | 1718713.0512 | 1718713.0512 | 50005.584 | 50005.584 | 0 | 0 | 0 | 0 | 1768718.6352 | 1768718.6352 | [8 empty] | 27779.459 |  | 9.0538 | [9 empty] | N |  | N |  |  |  |  | 90.8955 | 934.4324 | 73.8436 | 168.1549 | 0.47457 | 2.1062 | 0.41262 | 1.8772 |  |  |  | 74276 | 275503.3333
Mass Electric | NE South | Southeast | Mink Street 7 | Seekonk | 05-7L2 | Seekonk | N | Mixed | 13.2 | 11.7973 | 5.1208 | 114 | 18303.875 | Metered | 5.1671 | Partial | No | [12 empty] | 1 | 1 |  |  | 1 | 1 | [6 empty] | 2 | 2 | [12 empty] | 300 | 300 |  |  | 19.92 | 19.92 | [6 empty] | 319.92 | 319.92 | 6.192% | 0 | 0 | 0 | 0 | 0 | 0 | 0 | 0 | 0 | 0 | 0 | 0 | 1513728 | 1513728 | 0 | 0 | 23382.8928 | 23382.8928 | 0 | 0 | 0 | 0 | 0 | 0 | 1537110.8928 | 1537110.8928 | [8 empty] | 18303.875 |  | 5.1671 | [9 empty] | N |  | N |  |  |  |  | 190.3596 | -154.8415 | 190.3596 | -154.8415 | 0.53509 | 0.49497 | 0.53509 | 0.49497 |  |  |  | 21701 | -18738.6667
Mass Electric | NE South | Southeast | Mink Street 7 | Seekonk | 05-7L3 | Seekonk | N | Mixed | 13.2 | 9.7168 | 13.4737 | 922.0833 | 27084.308 | Metered | 7.4001 | Partial | No | [16 empty] | 37 | 37 | [6 empty] | 37 | 37 | [16 empty] | 601.42 | 601.42 | [6 empty] | 601.42 | 601.42 | 8.127% | 0 | 0 | 0 | 0 | 0 | 0 | 0 | 0 | 0 | 0 | 0 | 0 | 0 | 0 | 0 | 0 | 705970.8528 | 705970.8528 | 0 | 0 | 0 | 0 | 0 | 0 | 705970.8528 | 705970.8528 | [8 empty] | 27084.308 |  | 7.4001 | [9 empty] | N |  | N |  |  |  |  | 269.4746 | -143.068 | 269.4746 | -202.3068 | 1.3003 | -0.26392 | 1.3003 | -0.60016 |  |  |  | 241567 | -228729
Mass Electric | NE South | Southeast | Mink Street 7 | Seekonk | 05-7L4 | Dighton, Rehoboth, Seekonk | N | OH | 13.2 | 11.7745 | 73.1869 | 2271.75 | 25980.615 | Metered | 8.5508 | Partial | No | [16 empty] | 221 | 221 | [6 empty] | 221 | 221 | [16 empty] | 6184.42 | 6184.42 | [6 empty] | 6184.42 | 6184.42 | 72.33% | 0 | 0 | 0 | 0 | 0 | 0 | 0 | 0 | 0 | 0 | 0 | 0 | 0 | 0 | 0 | 0 | 7259519.5728 | 7259519.5728 | 0 | 0 | 0 | 0 | 0 | 0 | 7259519.5728 | 7259519.5728 | [8 empty] | 25980.615 |  | 8.5508 | [9 empty] | N |  | N |  |  |  |  | 463.0175 | 638.7187 | 270.2058 | 50.1921 | 1.9764 | 0.55093 | 1.2008 | 0.75631 |  |  |  | 18512 | 398117.3333
Mass Electric | NE South | Southeast | Mink Street 7 | Seekonk | 05-7L5 | Rehoboth, Seekonk, Swansea | N | Mixed | 13.2 | 12.6682 | 71.89 | 2271.8333 | 1615.826 | Metered | 10.0826 | Partial | No | [16 empty] | 196 | 196 | [6 empty] | 196 | 196 | [16 empty] | 4527.06 | 4527.06 | [6 empty] | 4527.06 | 4527.06 | 44.9% | 0 | 0 | 0 | 0 | 0 | 0 | 0 | 0 | 0 | 0 | 0 | 0 | 0 | 0 | 0 | 0 | 5314044.1104 | 5314044.1104 | 0 | 0 | 0 | 0 | 0 | 0 | 5314044.1104 | 5314044.1104 | [8 empty] | 1615.826 |  | 10.0826 | [9 empty] | N |  | N |  |  |  |  | 517.4649 | 210.5158 | 412.5611 | -253.1483 | 2.77 | -0.076039 | 2.5081 | -0.1272 |  |  |  | 641614 | -413824.3333
Mass Electric | NE South | Southeast | Chartley Pond 8 | Attleboro | 05-8L1 | Attleboro | N | OH | 13.2 | 12.6682 | 15.2841 | 1283.5833 | 37145.6236 | Estimated | 10.6009 | Partial | No | [16 empty] | 57 | 57 | 2 | 2 |  |  |  |  | 59 | 59 | [16 empty] | 379.91 | 379.91 | 11.4 | 11.4 |  |  |  |  | 391.31 | 391.31 | 3.691% | 0 | 0 | 0 | 0 | 0 | 0 | 0 | 0 | 0 | 0 | 0 | 0 | 0 | 0 | 0 | 0 | 445953.5544 | 445953.5544 | 13381.776 | 13381.776 | 0 | 0 | 0 | 0 | 459335.3304 | 459335.3304 | [8 empty] | 37145.6236 |  | 10.6009 | [9 empty] | N |  | N |  |  |  |  | 300.9255 | 572.2707 | 261.4408 | -0.08396 | 1.8651 | 1.568 | 0.84763 | 1.8043 |  |  |  | 190845 | 92196.3333
Mass Electric | NE South | Southeast | Chartley Pond 8 | Attleboro | 05-8L2 | Attleboro, Norton, Rehoboth, Taunton | N | Mixed | 13.2 | 12.6682 | 43.871 | 1509 | 32087.448 | Metered | 6.8665 | Partial | No | [16 empty] | 118 | 118 | [6 empty] | 118 | 118 | [16 empty] | 1475.29 | 1475.29 | [6 empty] | 1475.29 | 1475.29 | 21.49% | 0 | 0 | 0 | 0 | 0 | 0 | 0 | 0 | 0 | 0 | 0 | 0 | 0 | 0 | 0 | 0 | 1731754.4136 | 1731754.4136 | 0 | 0 | 0 | 0 | 0 | 0 | 1731754.4136 | 1731754.4136 | [8 empty] | 32087.448 |  | 6.8665 | [9 empty] | N |  | N |  |  |  |  | 239.1127 | 409.4745 | 239.1127 | -79.2891 | 1.8535 | -0.85446 | 1.8535 | -1.1303 |  |  |  | 248911 | -193316
Mass Electric | NE South | Southeast | Chartley Pond 8 | Attleboro | 05-8L3 | Attleboro, Norton | N | Mixed | 13.2 | 2.2048 | 43.7098 | 2593.0833 | 34200.657 | Metered | 9.7168 | Partial | No | [16 empty] | 97 | 96 | 2 | 2 |  |  |  |  | 99 | 98 | [16 empty] | 1696.47 | 697.37 | 9.63 | 9.63 |  |  |  |  | 1706.1 | 707 | 17.56% | 0 | 0 | 0 | 0 | 0 | 0 | 0 | 0 | 0 | 0 | 0 | 0 | 0 | 0 | 0 | 0 | 1991384.3448 | 818600.8008 | 11304.0792 | 11304.0792 | 0 | 0 | 0 | 0 | 2002688.424 | 829904.88 | [8 empty] | 34200.657 |  | 9.7168 | [9 empty] | N |  | N |  |  |  |  | 132.0054 | 218.9598 | 130.5785 | -12.72 | 1.408 | -0.10398 | 1.4003 | -0.30323 |  |  |  | 89985 | 67494
Mass Electric | NE South | Southeast | Chartley Pond 8 | Attleboro | 05-8L4 | Attleboro, Norton, Rehoboth | N | Mixed | 13.2 | 2.2697 | 54.4943 | 2290.9167 | 20434.769 | Metered | 7.5295 | Partial | No | [16 empty] | 205 | 205 | 1 | 1 |  |  |  |  | 206 | 206 | [16 empty] | 3570.29 | 3570.29 | 7.6 | 7.6 |  |  |  |  | 3577.89 | 3577.89 | 47.52% | 0 | 0 | 0 | 0 | 0 | 0 | 0 | 0 | 0 | 0 | 0 | 0 | 0 | 0 | 0 | 0 | 4190949.2136 | 4190949.2136 | 8921.184 | 8921.184 | 0 | 0 | 0 | 0 | 4199870.3976 | 4199870.3976 | [8 empty] | 20434.769 |  | 7.5295 | [9 empty] | N |  | N |  |  |  |  | 397.684 | 994.4149 | 351.2808 | -146.8866 | 1.86 | -0.13796 | 0.85119 | 0.19309 |  |  |  | 574543 | -374919.3333
Mass Electric | NE South | Southeast | Depot Street 335 | Milford | 05-8U | Hopedale, Mendon, Milford | N | OH | 13.8 | 2.2697 | 2.8854 | 22.1667 | 3936.4222 | Estimated | 1.1234 | Partial | No | [24 empty] | 0 | 0 | [24 empty] | 0 | 0 | 0% | 0 | 0 | 0 | 0 | 0 | 0 | 0 | 0 | 0 | 0 | 0 | 0 | 0 | 0 | 0 | 0 | 0 | #VALUE! | 0 | 0 | 0 | 0 | 0 | 0 | 0 | #VALUE! | [8 empty] | 3936.4222 |  | 1.1234 | [9 empty] | N |  | N |  |  |  |  | 0 | 21.3333 | 0 | 21.3333 | 0 | 0.33333 | 0 | 0.33333 |  |  |  | 0 | 0
Mass Electric | NE South | Southeast | Read Street 9 | Attleboro | 05-9L1 | Attleboro, North Attleborough | N | OH | 13.2 | 1.8374 | 35.7152 | 2463.0833 | 32675.229 | Metered | 8.7337 | Partial | No | [16 empty] | 128 | 128 | 1 | 1 |  |  |  |  | 129 | 129 | [16 empty] | 1147.11 | 1147.11 | 6 | 6 |  |  |  |  | 1153.11 | 1153.11 | 13.2% | 0 | 0 | 0 | 0 | 0 | 0 | 0 | 0 | 0 | 0 | 0 | 0 | 0 | 0 | 0 | 0 | 1346523.6024 | 1346523.6024 | 7043.04 | 7043.04 | 0 | 0 | 0 | 0 | 1353566.6424 | 1353566.6424 | [8 empty] | 32675.229 |  | 8.7337 | [9 empty] | N |  | N |  |  |  |  | 136.2029 | 750.5191 | 136.2029 | 39.4051 | 3.2492 | 0.25919 | 3.2492 | -0.24722 |  |  |  | 280443 | 99894
Mass Electric | NE South | Southeast | Read Street 9 | Attleboro | 05-9L2 | Attleboro | N | OH | 13.2 | 2.947 | 20.783 | 1732.1667 | 36667.589 | Metered | 8.6347 | Partial | No | [16 empty] | 73 | 72 | [6 empty] | 73 | 72 | [16 empty] | 1484.38 | 836.58 | [6 empty] | 1484.38 | 836.58 | 17.19% | 0 | 0 | 0 | 0 | 0 | 0 | 0 | 0 | 0 | 0 | 0 | 0 | 0 | 0 | 0 | 0 | 1742424.6192 | 982011.0672 | 0 | 0 | 0 | 0 | 0 | 0 | 1742424.6192 | 982011.0672 | [8 empty] | 36667.589 |  | 8.6347 | [9 empty] | N |  | N |  |  |  |  | 31.0484 | 1239.1359 | 31.0484 | 209.8377 | 0.26845 | 1.5112 | 0.26845 | 0.80025 |  |  |  | 8910 | 325170.3333
Mass Electric | NE South | Southeast | Read Street 9 | Attleboro | 05-9L3 | Attleboro, North Attleborough | N | OH | 13.2 | 12.026 | 19.2659 | 1069.0833 | 27197.229 | Metered | 7.842 | Partial | No | [16 empty] | 56 | 56 | [6 empty] | 56 | 56 | [16 empty] | 687.69 | 687.69 | [6 empty] | 687.69 | 687.69 | 8.769% | 0 | 0 | 0 | 0 | 0 | 0 | 0 | 0 | 0 | 0 | 0 | 0 | 0 | 0 | 0 | 0 | 807238.0296 | 807238.0296 | 0 | 0 | 0 | 0 | 0 | 0 | 807238.0296 | 807238.0296 | [8 empty] | 27197.229 |  | 7.842 | [9 empty] | N |  | N |  |  |  |  | 278.5031 | 48.9262 | 278.5031 | -241.7565 | 1.0093 | -0.16602 | 1.0093 | -0.6232 |  |  |  | 295559 | -274437
Mass Electric | NE South | Southeast | Read Street 9 | Attleboro | 05-9L4 | Attleboro, Seekonk | N | Mixed | 13.2 | 11.7745 | 40.8788 | 3813.6667 | 33651.131 | Metered | 9.4424 | Partial | No | [12 empty] | 1 | 1 |  |  | 183 | 183 | 2 | 2 |  |  |  |  | 186 | 186 | [12 empty] | 1.2 | 1.2 |  |  | 1340.3 | 1340.3 | 8.8 | 8.8 |  |  |  |  | 1350.3 | 1350.3 | 14.3% | 0 | 0 | 0 | 0 | 0 | 0 | 0 | 0 | 0 | 0 | 0 | 0 | 6054.912 | 6054.912 | 0 | 0 | 1573297.752 | 1573297.752 | 10329.792 | 10329.792 | 0 | 0 | 0 | 0 | 1589682.456 | 1589682.456 | [8 empty] | 33651.131 |  | 9.4424 | [9 empty] | N |  | N |  |  |  |  | 130.9485 | 24.9886 | 128.3919 | -14.7047 | 1.3389 | -0.025763 | 1.3218 | -0.032091 |  |  |  | 115743 | 264979.3333
Mass Electric | NE South | Southeast | Read Street 9 | Attleboro | 05-9L5 | Attleboro, Rehoboth, Seekonk | N | Mixed | 13.2 | 11.7973 | 36.3657 | 1513.5 | 35716.291 | Metered | 8.444 | Partial | No | [12 empty] | 1 | 1 |  |  | 110 | 110 | [6 empty] | 111 | 111 | [12 empty] | 300 | 300 |  |  | 2031.41 | 2031.41 | [6 empty] | 2331.41 | 2331.41 | 27.61% | 0 | 0 | 0 | 0 | 0 | 0 | 0 | 0 | 0 | 0 | 0 | 0 | 1513728 | 1513728 | 0 | 0 | 2384550.3144 | 2384550.3144 | 0 | 0 | 0 | 0 | 0 | 0 | 3898278.3144 | 3898278.3144 | [8 empty] | 35716.291 |  | 8.444 | [9 empty] | N |  | N |  |  |  |  | 226.8332 | 891.7586 | 213.6115 | 25.604 | 2.7235 | -1.3728 | 2.703 | -1.6136 |  |  |  | 141147 | -48559
Mass Electric | NE South | Southeast | Read Street 9 | Attleboro | 05-9L6 | Attleboro | N | OH | 13.2 | 11.7973 | 18.853 | 1925.8333 | 20226.866 | Metered | 5.5175 | Partial | No | [16 empty] | 71 | 71 | 1 | 1 |  |  |  |  | 72 | 72 | [16 empty] | 503.32 | 503.32 | 0 | 0 |  |  |  |  | 503.32 | 503.32 | 9.122% | 0 | 0 | 0 | 0 | 0 | 0 | 0 | 0 | 0 | 0 | 0 | 0 | 0 | 0 | 0 | 0 | 590817.1488 | 590817.1488 | 0 | 0 | 0 | 0 | 0 | 0 | 590817.1488 | 590817.1488 | [8 empty] | 20226.866 |  | 5.5175 | [9 empty] | N |  | N |  |  |  |  | 130.57 | 839.0932 | 130.57 | -19.3181 | 1.0084 | 0.14841 | 1.0084 | 0.062901 |  |  |  | 103620 | 61504
Mass Electric | NE South | South Shore | Holbrook 10 | Holbrook | 07-10W1 | Braintree, Holbrook, Randolph | N | OH | 13.8 | 8.6048 | 11.7021 | 1257.8333 | 16666.979 | Estimated | 4.7566 | Partial | No | [16 empty] | 32 | 32 | [6 empty] | 32 | 32 | [16 empty] | 379.65 | 379.65 | [6 empty] | 379.65 | 379.65 | 7.982% | 0 | 0 | 0 | 0 | 0 | 0 | 0 | 0 | 0 | 0 | 0 | 0 | 0 | 0 | 0 | 0 | 445648.356 | 445648.356 | 0 | 0 | 0 | 0 | 0 | 0 | 445648.356 | 445648.356 | [8 empty] | 16666.979 |  | 4.7566 | [9 empty] | N |  | N |  |  |  |  | 97.0033 | 225.7023 | 97.0033 | -37.0648 | 0.39353 | -0.0032725 | 0.39353 | -0.11901 |  |  |  | 5746 | 3098.3333
Mass Electric | NE South | South Shore | North Quincy 11 | Quincy | 07-1101 | Quincy | N | UG | 13.8 | 23.8784 | 5.5398 | 103 | 17950.9226 | Estimated | 5.123 | Partial | No | [24 empty] | 0 | 0 | [24 empty] | 0 | 0 | 0% | 0 | 0 | 0 | 0 | 0 | 0 | 0 | 0 | 0 | 0 | 0 | 0 | 0 | 0 | 0 | 0 | 0 | #VALUE! | 0 | 0 | 0 | 0 | 0 | 0 | 0 | #VALUE! | [8 empty] | 17950.9226 |  | 5.123 | [9 empty] | N |  | N |  |  |  |  | 0 | 23.7468 | 0 | 23.7468 | 0 | 0.099359 | 0 | 0.099359 |  |  |  | 0 | 0
Mass Electric | NE South | South Shore | North Quincy 11 | Quincy | 07-1102 | Quincy | N | UG | 13.8 | 14.6282 | 0.64413 | 3 | 5081.3347 | Estimated | 1.4502 | Partial | No | [24 empty] | 0 | 0 | [24 empty] | 0 | 0 | 0% | 0 | 0 | 0 | 0 | 0 | 0 | 0 | 0 | 0 | 0 | 0 | 0 | 0 | 0 | 0 | 0 | 0 | #VALUE! | 0 | 0 | 0 | 0 | 0 | 0 | 0 | #VALUE! | [8 empty] | 5081.3347 |  | 1.4502 | [9 empty] | N |  | N |  |  |  |  | 0 | 0 | 0 | 0 | 0 | 0 | 0 | 0 |  |  |  | 0 | 0
Mass Electric | NE South | South Shore | North Quincy 11 | Quincy | 07-1103 | Quincy | N | UG | 13.8 | 14.6282 | 0.98106 | 3 | 10329.3393 | Estimated | 2.9479 | Partial | No | [24 empty] | 0 | 0 | [24 empty] | 0 | 0 | 0% | 0 | 0 | 0 | 0 | 0 | 0 | 0 | 0 | 0 | 0 | 0 | 0 | 0 | 0 | 0 | 0 | 0 | #VALUE! | 0 | 0 | 0 | 0 | 0 | 0 | 0 | #VALUE! | [8 empty] | 10329.3393 |  | 2.9479 | [9 empty] | N |  | N |  |  |  |  | 0 | 0 | 0 | 0 | 0 | 0 | 0 | 0 |  |  |  | 0 | 0
Mass Electric | NE South | South Shore | North Quincy 11 | Quincy | 07-1104 | Quincy | N | OH | 13.8 | 20.8667 | 4.2203 | 393.0833 | 27443.5628 | Estimated | 7.8321 | Partial | No | [24 empty] | 0 | 0 | [24 empty] | 0 | 0 | 0% | 0 | 0 | 0 | 0 | 0 | 0 | 0 | 0 | 0 | 0 | 0 | 0 | 0 | 0 | 0 | 0 | 0 | #VALUE! | 0 | 0 | 0 | 0 | 0 | 0 | 0 | #VALUE! | [8 empty] | 27443.5628 |  | 7.8321 | [9 empty] | N |  | N |  |  |  |  | 0 | 52.0572 | 0 | 52.0572 | 0 | 0.65996 | 0 | 0.65996 |  |  |  | 0 | 20346
Mass Electric | NE South | South Shore | North Quincy 11 | Quincy | 07-11W1 | Quincy | N | Mixed | 13.8 | 14.4609 | 17.0597 | 2983.5833 | 29844.268 | Metered | 8.3419 | Partial | No | [12 empty] | 1 | 1 |  |  | 44 | 44 | [6 empty] | 45 | 45 | [12 empty] | 75 | 75 |  |  | 270.875 | 270.875 | [6 empty] | 345.875 | 345.875 | 4.146% | 0 | 0 | 0 | 0 | 0 | 0 | 0 | 0 | 0 | 0 | 0 | 0 | 378432 | 378432 | 0 | 0 | 317963.91 | 317963.91 | 0 | 0 | 0 | 0 | 0 | 0 | 696395.91 | 696395.91 | [8 empty] | 29844.268 |  | 8.3419 | [9 empty] | N |  | N |  |  |  |  | 88.9514 | 87.3211 | 88.7473 | 78.94 | 1.0229 | 0.2288 | 1.0226 | 0.22323 |  |  |  | 0 | 395007
Mass Electric | NE South | South Shore | North Quincy 11 | Quincy | 07-11W2 | Quincy | N | Mixed | 13.8 | 14.1024 | 6.3831 | 1656.8333 | 17225.855 | Metered | 6.6848 | Partial | No | [16 empty] | 24 | 24 | [6 empty] | 24 | 24 | [16 empty] | 115.19 | 115.19 | [6 empty] | 115.19 | 115.19 | 1.723% | 0 | 0 | 0 | 0 | 0 | 0 | 0 | 0 | 0 | 0 | 0 | 0 | 0 | 0 | 0 | 0 | 135214.6296 | 135214.6296 | 0 | 0 | 0 | 0 | 0 | 0 | 135214.6296 | 135214.6296 | [8 empty] | 17225.855 |  | 6.6848 | [9 empty] | N |  | N |  |  |  |  | 0.83714 | 146.8323 | 0.049492 | 144.9359 | 0.0018107 | 1.275 | 0.00060356 | 1.2752 |  |  |  | 0 | 173463.3333
Mass Electric | NE South | South Shore | North Quincy 11 | Quincy | 07-11W3 | Quincy | N | OH | 13.8 | 14.4609 | 4.5381 | 745 | 17500.796 | Metered | 2.7648 | Partial | No | [12 empty] | 1 | 1 |  |  | 2 | 2 | [6 empty] | 3 | 3 | [12 empty] | 75 | 75 |  |  | 1225 | 1225 | [6 empty] | 1300 | 1300 | 47.02% | 0 | 0 | 0 | 0 | 0 | 0 | 0 | 0 | 0 | 0 | 0 | 0 | 378432 | 378432 | 0 | 0 | 1437954 | 1437954 | 0 | 0 | 0 | 0 | 0 | 0 | 1816386 | 1816386 | [8 empty] | 17500.796 |  | 2.7648 | [9 empty] | N |  | N |  |  |  |  | 0 | 131.7302 | 0 | 131.7302 | 0 | 1.4038 | 0 | 1.4038 |  |  |  | 0 | 95330.6667
Mass Electric | NE South | South Shore | North Quincy 11 | Quincy | 07-11W4 | Quincy | N | OH | 13.8 | 14.2219 | 16.2252 | 3136.9167 | 39198.005 | Metered | 9.6565 | Partial | No | [12 empty] | 1 | 1 |  |  | 61 | 61 | 1 | 1 |  |  |  |  | 63 | 63 | [12 empty] | 300 | 300 |  |  | 322.6 | 322.6 | 7.6 | 7.6 |  |  |  |  | 630.2 | 630.2 | 6.526% | 0 | 0 | 0 | 0 | 0 | 0 | 0 | 0 | 0 | 0 | 0 | 0 | 1513728 | 1513728 | 0 | 0 | 378680.784 | 378680.784 | 8921.184 | 8921.184 | 0 | 0 | 0 | 0 | 1901329.968 | 1901329.968 | [8 empty] | 39198.005 |  | 9.6565 | [9 empty] | N |  | N |  |  |  |  | 24.4087 | 213.1206 | 24.0099 | 155.029 | 0.44853 | 1.1753 | 0.44821 | 1.1165 |  |  |  | 5488 | 529323.6667
Mass Electric | NE South | South Shore | Field Street 1 | Quincy | 07-1202 | Quincy | N | UG | 13.8 | 9.2 | 1.7027 | 2 | 4269.511 | Metered | 1.1 | No | No | [12 empty] | 1 | 1 | [10 empty] | 1 | 1 | [12 empty] | 1850 | 1850 | [10 empty] | 1850 | 1850 | 168.2% | 0 | 0 | 0 | 0 | 0 | 0 | 0 | 0 | 0 | 0 | 0 | 0 | 9334656 | 9334656 | 0 | 0 | 0 | #VALUE! | 0 | 0 | 0 | 0 | 0 | 0 | 9334656 | #VALUE! | [8 empty] | 4269.511 |  | 1.1 | [9 empty] | N |  | N |  |  |  |  | 0 | 76.3333 | 0 | 76.3333 | 0 | 0.66667 | 0 | 0.66667 |  |  |  | 0 | 0
Mass Electric | NE South | South Shore | Field Street 1 | Quincy | 07-1224 | Quincy | N | UG | 13.8 | 8.84 | 1.7008 | 2 | 10161.6 | Estimated | 2.9 | No | No | [16 empty] | 2 | 2 | [6 empty] | 2 | 2 | [16 empty] | 181 | 181 | [6 empty] | 181 | 181 | 6.241% | 0 | 0 | 0 | 0 | 0 | 0 | 0 | 0 | 0 | 0 | 0 | 0 | 0 | 0 | 0 | 0 | 212465.04 | 212465.04 | 0 | 0 | 0 | 0 | 0 | 0 | 212465.04 | 212465.04 | [8 empty] | 10161.6 |  | 2.9 | [9 empty] | N |  | N |  |  |  |  | 0 | 76.3333 | 0 | 76.3333 | 0 | 0.66667 | 0 | 0.66667 |  |  |  | 0 | 0
Mass Electric | NE South | South Shore | Mid-Weymouth 12 | Weymouth | 07-12W1 | Weymouth | N | Mixed | 13.8 | 12.3097 | 8.1163 | 1369.6667 | 11552.447 | Metered | 5.123 | Partial | No | [12 empty] | 1 | 1 |  |  | 53 | 53 | 2 | 2 |  |  |  |  | 56 | 56 | [12 empty] | 135 | 135 |  |  | 368.118 | 368.118 | 7.6 | 7.6 |  |  |  |  | 510.718 | 510.718 | 9.969% | 0 | 0 | 0 | 0 | 0 | 0 | 0 | 0 | 0 | 0 | 0 | 0 | 681177.6 | 681177.6 | 0 | 0 | 432111.6331 | 432111.6331 | 8921.184 | 8921.184 | 0 | 0 | 0 | 0 | 1122210.4171 | 1122210.4171 | [8 empty] | 11552.447 |  | 5.123 | [9 empty] | N |  | N |  |  |  |  | 57.4096 | 456.5064 | 55.8355 | 37.8776 | 1.0915 | 0.066608 | 1.09 | -0.048367 |  |  |  | 37098 | 161640.3333
Mass Electric | NE South | South Shore | Mid-Weymouth 12 | Weymouth | 07-12W2 | Hingham, Weymouth | N | Mixed | 13.8 | 11.5926 | 13.6017 | 2038.9167 | 25289.375 | Metered | 5.8243 | Partial | No | [16 empty] | 76 | 76 | 2 | 2 |  |  |  |  | 78 | 78 | [16 empty] | 603.66 | 603.66 | 24.85 | 24.85 |  |  |  |  | 628.51 | 628.51 | 10.79% | 0 | 0 | 0 | 0 | 0 | 0 | 0 | 0 | 0 | 0 | 0 | 0 | 0 | 0 | 0 | 0 | 708600.2544 | 708600.2544 | 29169.924 | 29169.924 | 0 | 0 | 0 | 0 | 737770.1784 | 737770.1784 | [8 empty] | 25289.375 |  | 5.8243 | [9 empty] | N |  | N |  |  |  |  | 124.5053 | 257.9877 | 111.211 | -12.4143 | 1.5489 | -0.72285 | 1.5361 | -0.89048 |  |  |  | 214195 | 9224
Mass Electric | NE South | South Shore | Mid-Weymouth 12 | Weymouth | 07-12W3 | Weymouth | N | Mixed | 13.8 | 11.4731 | 9.9473 | 754.4167 | 19628.232 | Metered | 4.7566 | Partial | No | [16 empty] | 33 | 33 | [6 empty] | 33 | 33 | [16 empty] | 751.68 | 751.68 | [6 empty] | 751.68 | 751.68 | 15.8% | 0 | 0 | 0 | 0 | 0 | 0 | 0 | 0 | 0 | 0 | 0 | 0 | 0 | 0 | 0 | 0 | 882352.0512 | 882352.0512 | 0 | 0 | 0 | 0 | 0 | 0 | 882352.0512 | 882352.0512 | [8 empty] | 19628.232 |  | 4.7566 | [9 empty] | N |  | N |  |  |  |  | 0.18027 | 101.1419 | 0 | 65.0097 | 0.0013255 | 0.73763 | 0 | 0.66684 |  |  |  | 0 | 51261
Mass Electric | NE South | South Shore | Mid-Weymouth 12 | Weymouth | 07-12W4 | Weymouth | N | Mixed | 13.8 | 11.5926 | 13.5583 | 1430 | 19302.542 | Metered | 5.0116 | Partial | No | [12 empty] | 1 | 1 |  |  | 63 | 63 | [6 empty] | 64 | 64 | [12 empty] | 1.2 | 1.2 |  |  | 413.22 | 413.22 | [6 empty] | 414.42 | 414.42 | 8.269% | 0 | 0 | 0 | 0 | 0 | 0 | 0 | 0 | 0 | 0 | 0 | 0 | 6054.912 | 6054.912 | 0 | 0 | 485054.1648 | 485054.1648 | 0 | 0 | 0 | 0 | 0 | 0 | 491109.0768 | 491109.0768 | [8 empty] | 19302.542 |  | 5.0116 | [9 empty] | N |  | N |  |  |  |  | 25.5594 | 242.9287 | 10.0112 | 84.1122 | 0.093706 | 0.54197 | 0.084615 | 0.44212 |  |  |  | 0 | 149999
Mass Electric | NE South | South Shore | Mid-Weymouth 12 | Weymouth | 07-12W5 | Weymouth | N | OH | 13.8 | 12.6682 | 21.878 | 3242.5833 | 30793.7094 | Estimated | 8.7882 | Partial | No | [24 empty] | 0 | 0 | [24 empty] | 0 | 0 | 0% | 0 | 0 | 0 | 0 | 0 | 0 | 0 | 0 | 0 | 0 | 0 | 0 | 0 | 0 | 0 | 0 | 0 | #VALUE! | 0 | 0 | 0 | 0 | 0 | 0 | 0 | #VALUE! | [8 empty] | 30793.7094 |  | 8.7882 | [9 empty] | N |  | N |  |  |  |  | 434.4299 | -408.2902 | 149.8864 | -123.7467 | 3.607 | -3.1692 | 2.453 | -2.0152 |  |  |  | 386517 | -324323.3333
Mass Electric | NE South | South Shore | Mid-Weymouth 12 | Weymouth | 07-12W6 | Hingham, Weymouth | N | Mixed | 13.8 | 12.6682 | 19.886 | 3257.1667 | 26214.8966 | Estimated | 7.4814 | Partial | No | [24 empty] | 0 | 0 | [24 empty] | 0 | 0 | 0% | 0 | 0 | 0 | 0 | 0 | 0 | 0 | 0 | 0 | 0 | 0 | 0 | 0 | 0 | 0 | 0 | 0 | #VALUE! | 0 | 0 | 0 | 0 | 0 | 0 | 0 | #VALUE! | [8 empty] | 26214.8966 |  | 7.4814 | [9 empty] | N |  | N |  |  |  |  | 254.6363 | -253.6683 | 253.7411 | -252.773 | 2.4663 | -2.4568 | 2.4659 | -2.4565 |  |  |  | 345694 | -345694
Mass Electric | NE South | South Shore | Scituate Unit 15 | Scituate | 07-15J1 | Scituate | N | OH | 4.16 | 3.7107 | 16.2902 | 968.25 | 11108.8917 | Estimated | 3.1703 | Partial | No | [12 empty] | 1 | 1 |  |  | 18 | 18 | [6 empty] | 19 | 19 | [12 empty] | 1.2 | 1.2 |  |  | 147.82 | 147.82 | [6 empty] | 149.02 | 149.02 | 4.7% | 0 | 0 | 0 | 0 | 0 | 0 | 0 | 0 | 0 | 0 | 0 | 0 | 6054.912 | 6054.912 | 0 | 0 | 173517.0288 | 173517.0288 | 0 | 0 | 0 | 0 | 0 | 0 | 179571.9408 | 179571.9408 | [8 empty] | 11108.8917 |  | 3.1703 | [9 empty] | N |  | N |  |  |  |  | 545.4624 | -193.3125 | 96.2221 | 237.2786 | 1.2714 | 0.055675 | 0.76427 | 0.50502 |  |  |  | 0 | 80274
Mass Electric | NE South | South Shore | Scituate Unit 17 | Scituate | 07-17J1 | Scituate | N | OH | 4.16 | 2.6299 | 7.8922 | 789.25 | 5125.2387 | Estimated | 1.4627 | No | No | [16 empty] | 26 | 26 | [6 empty] | 26 | 26 | [16 empty] | 149.73 | 149.73 | [6 empty] | 149.73 | 149.73 | 10.24% | 0 | 0 | 0 | 0 | 0 | 0 | 0 | 0 | 0 | 0 | 0 | 0 | 0 | 0 | 0 | 0 | 175759.0632 | 175759.0632 | 0 | 0 | 0 | 0 | 0 | 0 | 175759.0632 | 175759.0632 | [8 empty] | 5125.2387 |  | 1.4627 | [9 empty] | N |  | N |  |  |  |  | 881.5774 | -216.6497 | 29.7852 | 19.1721 | 1.2911 | -0.30834 | 0.28635 | 0.34235 |  |  |  | 0 | 8840
Mass Electric | NE South | South Shore | King Street Unit 18 | Cohasset | 07-18J1 | Cohasset, Scituate | N | OH | 4.16 | 3.7107 | 11.6583 | 488.5833 | 7750.9767 | Estimated | 2.212 | Partial | No | [12 empty] | 1 | 1 |  |  | 11 | 11 | [6 empty] | 12 | 12 | [12 empty] | 1.2 | 1.2 |  |  | 117.68 | 117.68 | [6 empty] | 118.88 | 118.88 | 5.374% | 0 | 0 | 0 | 0 | 0 | 0 | 0 | 0 | 0 | 0 | 0 | 0 | 6054.912 | 6054.912 | 0 | 0 | 138137.4912 | 138137.4912 | 0 | 0 | 0 | 0 | 0 | 0 | 144192.4032 | 144192.4032 | [8 empty] | 7750.9767 |  | 2.212 | [9 empty] | N |  | N |  |  |  |  | 1854.437 | -1296.0037 | 39.2543 | 470.6437 | 1.4122 | 0.76815 | 0.41344 | 1.752 |  |  |  | 0 | 227538.6667
Mass Electric | NE South | South Shore | Field Street 1 | Quincy | 07-1J11 | Quincy | N | OH | 4.16 | 2.0031 | 1.9879 | 54.4167 | 934.1568 | Estimated | 0.2666 | No | No | [24 empty] | 0 | 0 | [24 empty] | 0 | 0 | 0% | 0 | 0 | 0 | 0 | 0 | 0 | 0 | 0 | 0 | 0 | 0 | 0 | 0 | 0 | 0 | 0 | 0 | #VALUE! | 0 | 0 | 0 | 0 | 0 | 0 | 0 | #VALUE! | [8 empty] | 934.1568 |  | 0.2666 | [9 empty] | N |  | N |  |  |  |  | 0 | 57.8234 | 0 | 57.8234 | 0 | 0.38895 | 0 | 0.38895 |  |  |  | 0 | 0
Mass Electric | NE South | South Shore | Field Street 1 | Quincy | 07-1J2 | Quincy | N | UG | 4.16 | 1.9094 | 1.5023 | 68 | 2650.9855 | Estimated | 0.75656 | No | No | [24 empty] | 0 | 0 | [24 empty] | 0 | 0 | 0% | 0 | 0 | 0 | 0 | 0 | 0 | 0 | 0 | 0 | 0 | 0 | 0 | 0 | 0 | 0 | 0 | 0 | #VALUE! | 0 | 0 | 0 | 0 | 0 | 0 | 0 | #VALUE! | [8 empty] | 2650.9855 |  | 0.75656 | [9 empty] | N |  | N |  |  |  |  | 0 | 24.9775 | 0 | 24.9775 | 0 | 0.32883 | 0 | 0.32883 |  |  |  | 0 | 1516.6667
Mass Electric | NE South | South Shore | Field Street 1 | Quincy | 07-1J6 | Quincy | N | UG | 4.16 | 2.1616 | 1.3672 | 113.5833 | 3433.6574 | Estimated | 0.97993 | No | No | [24 empty] | 0 | 0 | [24 empty] | 0 | 0 | 0% | 0 | 0 | 0 | 0 | 0 | 0 | 0 | 0 | 0 | 0 | 0 | 0 | 0 | 0 | 0 | 0 | 0 | #VALUE! | 0 | 0 | 0 | 0 | 0 | 0 | 0 | #VALUE! | [8 empty] | 3433.6574 |  | 0.97993 | [9 empty] | N |  | N |  |  |  |  | 0 | 169.1638 | 0 | 169.1638 | 0 | 0.5546 | 0 | 0.5546 |  |  |  | 0 | 19429.6667
Mass Electric | NE South | South Shore | Field Street 1 | Quincy | 07-1J8 | Quincy | N | UG | 4.16 | 1.9454 | 0.80852 | 26.9167 | 1901.8928 | Estimated | 0.54278 | No | No | [24 empty] | 0 | 0 | [24 empty] | 0 | 0 | 0% | 0 | 0 | 0 | 0 | 0 | 0 | 0 | 0 | 0 | 0 | 0 | 0 | 0 | 0 | 0 | 0 | 0 | #VALUE! | 0 | 0 | 0 | 0 | 0 | 0 | 0 | #VALUE! | [8 empty] | 1901.8928 |  | 0.54278 | [9 empty] | N |  | N |  |  |  |  | 0 | 1.4407 | 0 | 1.4407 | 0 | 0.28814 | 0 | 0.28814 |  |  |  | 0 | 0
Mass Electric | NE South | South Shore | Field Street 1 | Quincy | 07-1W1 | Quincy | N | Mixed | 13.8 | 11.7838 | 8.2898 | 2081.1667 | 31044.9703 | Estimated | 8.8599 | Partial | No | [16 empty] | 21 | 21 | [6 empty] | 21 | 21 | [16 empty] | 166.91 | 166.91 | [6 empty] | 166.91 | 166.91 | 1.884% | 0 | 0 | 0 | 0 | 0 | 0 | 0 | 0 | 0 | 0 | 0 | 0 | 0 | 0 | 0 | 0 | 195925.6344 | 195925.6344 | 0 | 0 | 0 | 0 | 0 | 0 | 195925.6344 | 195925.6344 | [8 empty] | 31044.9703 |  | 8.8599 | [9 empty] | N |  | N |  |  |  |  | 77.654 | 84.364 | 77.654 | 37.2406 | 0.17154 | 1.0992 | 0.17154 | 1.0461 |  |  |  | 0 | 162162.6667
Mass Electric | NE South | South Shore | Field Street 1 | Quincy | 07-1W10 | Quincy | N | Mixed | 13.8 | 10.1107 | 8.3195 | 2147.25 | 26707.502 | Metered | 5.88 | Partial | No | [16 empty] | 5 | 5 | [6 empty] | 5 | 5 | [16 empty] | 29.75 | 29.75 | [6 empty] | 29.75 | 29.75 | 0.506% | 0 | 0 | 0 | 0 | 0 | 0 | 0 | 0 | 0 | 0 | 0 | 0 | 0 | 0 | 0 | 0 | 34921.74 | 34921.74 | 0 | 0 | 0 | 0 | 0 | 0 | 34921.74 | 34921.74 | [8 empty] | 26707.502 |  | 5.88 | [9 empty] | N |  | N |  |  |  |  | 0.88672 | 42.5867 | 0.88672 | 42.5867 | 0.01304 | 1.298 | 0.01304 | 1.298 |  |  |  | 0 | 43860
Mass Electric | NE South | South Shore | Field Street 1 | Quincy | 07-1W2 | Quincy | N | OH | 13.8 | 11.7838 | 18.2884 | 3608.8333 | 30719.44 | Metered | 8.8439 | Partial | No | [16 empty] | 240 | 240 | 1 | 1 |  |  |  |  | 241 | 241 | [16 empty] | 1349.052 | 1349.052 | 3 | 3 |  |  |  |  | 1352.052 | 1352.052 | 15.29% | 0 | 0 | 0 | 0 | 0 | 0 | 0 | 0 | 0 | 0 | 0 | 0 | 0 | 0 | 0 | 0 | 1583571.1997 | 1583571.1997 | 3521.52 | 3521.52 | 0 | 0 | 0 | 0 | 1587092.7197 | 1587092.7197 | [8 empty] | 30719.44 |  | 8.8439 | [9 empty] | N |  | N |  |  |  |  | 64.5849 | 629.8256 | 62.1309 | 51.3869 | 0.38932 | 1.8232 | 0.386 | 1.4859 |  |  |  | 131249 | 184782
Mass Electric | NE South | South Shore | Field Street 1 | Quincy | 07-1W3 | Quincy | N | Mixed | 13.8 | 11.7838 | 11.9225 | 3210.1667 | 33302.033 | Metered | 7.5452 | Partial | No | [16 empty] | 16 | 16 | [6 empty] | 16 | 16 | [16 empty] | 201.85 | 201.85 | [6 empty] | 201.85 | 201.85 | 2.675% | 0 | 0 | 0 | 0 | 0 | 0 | 0 | 0 | 0 | 0 | 0 | 0 | 0 | 0 | 0 | 0 | 236939.604 | 236939.604 | 0 | 0 | 0 | 0 | 0 | 0 | 236939.604 | 236939.604 | [8 empty] | 33302.033 |  | 7.5452 | [9 empty] | N |  | N |  |  |  |  | 135.2553 | 18.953 | 135.2553 | -13.5677 | 0.95696 | 0.1165 | 0.95696 | -0.21539 |  |  |  | 418653 | -80471.6667
Mass Electric | NE South | South Shore | Field Street 1 | Quincy | 07-1W4 | Quincy | N | Mixed | 13.8 | 11.7838 | 10.0131 | 2076 | 24687.025 | Metered | 5.7844 | Partial | No | [16 empty] | 20 | 20 | [6 empty] | 20 | 20 | [16 empty] | 572.46 | 572.46 | [6 empty] | 572.46 | 572.46 | 9.897% | 0 | 0 | 0 | 0 | 0 | 0 | 0 | 0 | 0 | 0 | 0 | 0 | 0 | 0 | 0 | 0 | 671976.4464 | 671976.4464 | 0 | 0 | 0 | 0 | 0 | 0 | 671976.4464 | 671976.4464 | [8 empty] | 24687.025 |  | 5.7844 | [9 empty] | N |  | N |  |  |  |  | 130.5106 | -8.1699 | 5.1537 | 93.0723 | 0.40944 | 0.43039 | 0.22206 | 0.58828 |  |  |  | 9075 | 106591.3333
Mass Electric | NE South | South Shore | Field Street 1 | Quincy | 07-1W5 | Quincy | N | Mixed | 13.8 | 11.7838 | 15.7023 | 3165.75 | 34703.006 | Metered | 8.796 | Partial | No | [16 empty] | 68 | 68 | 2 | 2 |  |  |  |  | 70 | 70 | [16 empty] | 424.49 | 424.49 | 10.6 | 10.6 |  |  |  |  | 435.09 | 435.09 | 4.946% | 0 | 0 | 0 | 0 | 0 | 0 | 0 | 0 | 0 | 0 | 0 | 0 | 0 | 0 | 0 | 0 | 498283.3416 | 498283.3416 | 12442.704 | 12442.704 | 0 | 0 | 0 | 0 | 510726.0456 | 510726.0456 | [8 empty] | 34703.006 |  | 8.796 | [9 empty] | N |  | N |  |  |  |  | 62.7908 | 100.7327 | 56.881 | 32.2399 | 1.8855 | -0.1026 | 1.4287 | 0.3262 |  |  |  | 128064 | 76643
Mass Electric | NE South | South Shore | Field Street 1 | Quincy | 07-1W6 | Quincy | N | OH | 13.8 | 11.7838 | 13.0521 | 3162.4167 | 36063.548 | Metered | 7.7522 | Partial | No | [16 empty] | 43 | 43 | [6 empty] | 43 | 43 | [16 empty] | 824.32 | 824.32 | [6 empty] | 824.32 | 824.32 | 10.63% | 0 | 0 | 0 | 0 | 0 | 0 | 0 | 0 | 0 | 0 | 0 | 0 | 0 | 0 | 0 | 0 | 967619.7888 | 967619.7888 | 0 | 0 | 0 | 0 | 0 | 0 | 967619.7888 | 967619.7888 | [8 empty] | 36063.548 |  | 7.7522 | [9 empty] | N |  | N |  |  |  |  | 26.9942 | 27.9623 | 26.9942 | 5.2433 | 0.14293 | 0.78675 | 0.14293 | 0.65888 |  |  |  | 0 | 49010
Mass Electric | NE South | South Shore | Field Street 1 | Quincy | 07-1W8 | Quincy | N | Mixed | 13.8 | 11.7838 | 20.0184 | 4057 | 35882.581 | Metered | 8.7643 | Partial | No | [12 empty] | 1 | 1 |  |  | 53 | 53 | [6 empty] | 54 | 54 | [12 empty] | 1.2 | 1.2 |  |  | 473.83 | 473.83 | [6 empty] | 475.03 | 475.03 | 5.42% | 0 | 0 | 0 | 0 | 0 | 0 | 0 | 0 | 0 | 0 | 0 | 0 | 6054.912 | 6054.912 | 0 | 0 | 556200.6072 | 556200.6072 | 0 | 0 | 0 | 0 | 0 | 0 | 562255.5192 | 562255.5192 | [8 empty] | 35882.581 |  | 8.7643 | [9 empty] | N |  | N |  |  |  |  | 49.1708 | 26.9326 | 48.7259 | -21.6708 | 0.28519 | 1.2176 | 0.28445 | 1.1115 |  |  |  | 0 | 71301.3333
Mass Electric | NE South | South Shore | Field Street 1 | Quincy | 07-1W9 | Quincy | N | Mixed | 13.8 | 9.9434 | 6.3888 | 1683 | 17517.563 | Metered | 3.9757 | Partial | No | [16 empty] | 8 | 8 | [6 empty] | 8 | 8 | [16 empty] | 37.11 | 37.11 | [6 empty] | 37.11 | 37.11 | 0.9334% | 0 | 0 | 0 | 0 | 0 | 0 | 0 | 0 | 0 | 0 | 0 | 0 | 0 | 0 | 0 | 0 | 43561.2024 | 43561.2024 | 0 | 0 | 0 | 0 | 0 | 0 | 43561.2024 | 43561.2024 | [8 empty] | 17517.563 |  | 3.9757 | [9 empty] | N |  | N |  |  |  |  | 128.757 | -125.9376 | 128.757 | -125.9376 | 2.0166 | -1.9698 | 2.0166 | -1.9698 |  |  |  | 216470 | -216470
Mass Electric | NE South | South Shore | Brockton | Brockton | 07-20W10 | Brockton | N | UG | 13.8 | 0 | 0.98617 | 22.3333 | 0 | Estimated | 0 | Partial | No | [24 empty] | 0 | 0 | [24 empty] | 0 | 0 | 0% | 0 | 0 | 0 | 0 | 0 | 0 | 0 | 0 | 0 | 0 | 0 | 0 | 0 | 0 | 0 | 0 | 0 | #VALUE! | 0 | 0 | 0 | 0 | 0 | 0 | 0 | #VALUE! | [8 empty] | 0 |  | 0 | [9 empty] | N |  | N |  |  |  |  | 239.3731 | -158.576 | 239.3731 | -158.576 | 0.98507 | -0.34739 | 0.98507 | -0.34739 |  |  |  | 5346 | -4009
Mass Electric | NE South | South Shore | Brockton | Brockton | 07-20W13 | Brockton | N | Mixed | 13.8 | 0 | 2.4816 | 866.8333 | 0 | Estimated | 0 | Partial | No | [16 empty] | 6 | 6 | [6 empty] | 6 | 6 | [16 empty] | 41.4 | 41.4 | [6 empty] | 41.4 | 41.4 | 0% | 0 | 0 | 0 | 0 | 0 | 0 | 0 | 0 | 0 | 0 | 0 | 0 | 0 | 0 | 0 | 0 | 48596.976 | 48596.976 | 0 | 0 | 0 | 0 | 0 | 0 | 48596.976 | 48596.976 | [8 empty] | 0 |  | 0 | [9 empty] | N |  | N |  |  |  |  | 63.0917 | -0.29167 | 63.0917 | -0.29167 | 1.1017 | -0.33235 | 1.1017 | -0.33235 |  |  |  | 50388 | -42580.3333
Mass Electric | NE South | South Shore | East Holbrook 2 | Holbrook | 07-2W1 | Holbrook | N | Mixed | 13.8 | 7.2902 | 22.0884 | 2231.5 | 22083.3284 | Estimated | 6.3023 | No | No | [16 empty] | 127 | 127 | [6 empty] | 127 | 127 | [16 empty] | 875.115 | 875.115 | [6 empty] | 875.115 | 875.115 | 13.89% | 0 | 0 | 0 | 0 | 0 | 0 | 0 | 0 | 0 | 0 | 0 | 0 | 0 | 0 | 0 | 0 | 1027244.9916 | 1027244.9916 | 0 | 0 | 0 | 0 | 0 | 0 | 1027244.9916 | 1027244.9916 | [8 empty] | 22083.3284 |  | 6.3023 | [9 empty] | N |  | N |  |  |  |  | 228.9021 | 779.3585 | 198.9137 | -188.3263 | 1.3135 | -0.90179 | 1.27 | -1.1945 |  |  |  | 352368 | -351810.6667
Mass Electric | NE South | South Shore | East Holbrook 2 | Holbrook | 07-2W2 | Holbrook, Weymouth | N | OH | 13.8 | 7.6965 | 8.4375 | 879.5 | 24958.5916 | Estimated | 7.1229 | No | No | [12 empty] | 1 | 1 |  |  | 26 | 26 | [6 empty] | 27 | 27 | [12 empty] | 1000 | 1000 |  |  | 209.45 | 209.45 | [6 empty] | 1209.45 | 1209.45 | 16.98% | 0 | 0 | 0 | 0 | 0 | 0 | 0 | 0 | 0 | 0 | 0 | 0 | 5045760 | 5045760 | 0 | 0 | 245860.788 | 245860.788 | 0 | 0 | 0 | 0 | 0 | 0 | 5291620.788 | 5291620.788 | [8 empty] | 24958.5916 |  | 7.1229 | [9 empty] | N |  | N |  |  |  |  | 23.3121 | 44.586 | 9.0688 | 51.9658 | 0.07618 | 0.45185 | 0.06481 | 0.46056 |  |  |  | 0 | 39373.3333
Mass Electric | NE South | South Shore | Field Street 1 | Quincy | 07-303 | Quincy | N | OH | 13.8 | 7.4097 | 2.2256 | 61.1667 | 20100.8792 | Estimated | 5.7366 | No | No | [24 empty] | 0 | 0 | [24 empty] | 0 | 0 | 0% | 0 | 0 | 0 | 0 | 0 | 0 | 0 | 0 | 0 | 0 | 0 | 0 | 0 | 0 | 0 | 0 | 0 | #VALUE! | 0 | 0 | 0 | 0 | 0 | 0 | 0 | #VALUE! | [8 empty] | 20100.8792 |  | 5.7366 | [9 empty] | N |  | N |  |  |  |  | 191.9183 | -124.9183 | 191.9183 | -124.9183 | 0.21253 | 0.45413 | 0.21253 | 0.45413 |  |  |  | 0 | 0
Mass Electric | NE South | South Shore | West Quincy 3 | Quincy | 07-304 | Quincy | N | UG | 13.8 | 8.8439 | 2.215 | 188.4167 | 5025.2198 | Estimated | 1.4341 | No | No | [24 empty] | 0 | 0 | [24 empty] | 0 | 0 | 0% | 0 | 0 | 0 | 0 | 0 | 0 | 0 | 0 | 0 | 0 | 0 | 0 | 0 | 0 | 0 | 0 | 0 | #VALUE! | 0 | 0 | 0 | 0 | 0 | 0 | 0 | #VALUE! | [8 empty] | 5025.2198 |  | 1.4341 | [9 empty] | N |  | N |  |  |  |  | 0 | 100.1376 | 0 | 100.1376 | 0 | 0.99475 | 0 | 0.99475 |  |  |  | 0 | 0
Mass Electric | NE South | South Shore | West Quincy 3 | Quincy | 07-3J3 | Quincy | N | OH | 4.16 | 2.4138 | 3.0924 | 974.4167 | 6438.1077 | Estimated | 1.8374 | No | No | [16 empty] | 7 | 7 | [6 empty] | 7 | 7 | [16 empty] | 41.9 | 41.9 | [6 empty] | 41.9 | 41.9 | 2.28% | 0 | 0 | 0 | 0 | 0 | 0 | 0 | 0 | 0 | 0 | 0 | 0 | 0 | 0 | 0 | 0 | 49183.896 | 49183.896 | 0 | 0 | 0 | 0 | 0 | 0 | 49183.896 | 49183.896 | [8 empty] | 6438.1077 |  | 1.8374 | [9 empty] | N |  | N |  |  |  |  | 221.2955 | -206.6641 | 221.2955 | -206.9212 | 2.6077 | -2.5313 | 2.6077 | -2.5316 |  |  |  | 144976 | -144976
Mass Electric | NE South | South Shore | West Quincy 3 | Quincy | 07-3W1 | Quincy | N | Mixed | 13.8 | 9.6804 | 7.2322 | 1452.5 | 13210.067 | Metered | 4.8682 | Partial | No | [16 empty] | 12 | 12 | [6 empty] | 12 | 12 | [16 empty] | 138.09 | 138.09 | [6 empty] | 138.09 | 138.09 | 2.837% | 0 | 0 | 0 | 0 | 0 | 0 | 0 | 0 | 0 | 0 | 0 | 0 | 0 | 0 | 0 | 0 | 162095.5656 | 162095.5656 | 0 | 0 | 0 | 0 | 0 | 0 | 162095.5656 | 162095.5656 | [8 empty] | 13210.067 |  | 4.8682 | [9 empty] | N |  | N |  |  |  |  | 71.5057 | -58.6306 | 71.5057 | -68.5029 | 2.0028 | -1.9478 | 2.0028 | -1.9513 |  |  |  | 46720 | -46352
Mass Electric | NE South | South Shore | West Quincy 3 | Quincy | 07-3W2 | Quincy | N | Mixed | 13.8 | 10.756 | 14.4871 | 2551.4167 | 36726.342 | Metered | 8.4454 | Partial | No | [8 empty] | 1 | 1 | [6 empty] | 46 | 46 | [6 empty] | 47 | 47 | [8 empty] | 600 | 600 | [6 empty] | 281.88 | 281.88 | [6 empty] | 881.88 | 881.88 | 10.44% | 0 | 0 | 0 | 0 | 0 | 0 | 0 | 0 | 3852648 | 3852648 | 0 | 0 | 0 | 0 | 0 | 0 | 330882.0192 | 330882.0192 | 0 | 0 | 0 | 0 | 0 | 0 | 4183530.0192 | 4183530.0192 | [8 empty] | 36726.342 |  | 8.4454 | [9 empty] | N |  | N |  |  |  |  | 115.3328 | -94.4571 | 115.3328 | -94.9215 | 1.4611 | -1.2611 | 1.4611 | -1.2614 |  |  |  | 92872 | -48464.6667
Mass Electric | NE South | South Shore | West Quincy 3 | Quincy | 07-3W3 | Quincy | N | OH | 13.8 | 9.9195 | 9.5968 | 2144.6667 | 25949.957 | Metered | 6.2703 | Partial | No | [12 empty] | 1 | 1 |  |  | 33 | 33 | [6 empty] | 34 | 34 | [12 empty] | 1 | 1 |  |  | 811.64 | 811.64 | [6 empty] | 812.64 | 812.64 | 12.96% | 0 | 0 | 0 | 0 | 0 | 0 | 0 | 0 | 0 | 0 | 0 | 0 | 5045.76 | 5045.76 | 0 | 0 | 952735.4976 | 952735.4976 | 0 | 0 | 0 | 0 | 0 | 0 | 957781.2576 | 957781.2576 | [8 empty] | 25949.957 |  | 6.2703 | [9 empty] | N |  | N |  |  |  |  | 15.573 | 86.9821 | 15.573 | 31.6109 | 1.1456 | -0.59174 | 1.1456 | -0.59755 |  |  |  | 20576 | 131136.3333
Mass Electric | NE South | South Shore | West Quincy 3 | Quincy | 07-3W4 | Quincy | N | Mixed | 13.8 | 10.756 | 5.8038 | 670.5 | 33448.098 | Metered | 8.2542 | Partial | No | [12 empty] | 1 | 1 | [10 empty] | 1 | 1 | [12 empty] | 225 | 225 | [10 empty] | 225 | 225 | 2.726% | 0 | 0 | 0 | 0 | 0 | 0 | 0 | 0 | 0 | 0 | 0 | 0 | 1135296 | 1135296 | 0 | 0 | 0 | #VALUE! | 0 | 0 | 0 | 0 | 0 | 0 | 1135296 | #VALUE! | [8 empty] | 33448.098 |  | 8.2542 | [9 empty] | N |  | N |  |  |  |  | 0 | 0 | 0 | 0 | 0 | 0 | 0 | 0 |  |  |  | 0 | 0
Mass Electric | NE South | South Shore | Atlantic 4 | Quincy | 07-4J1 | Quincy | N | OH | 4.16 | 2.4858 | 3.6398 | 1226.6667 | 6690.5825 | Estimated | 1.9094 | No | No | [16 empty] | 33 | 33 | [6 empty] | 33 | 33 | [16 empty] | 180.93 | 180.93 | [6 empty] | 180.93 | 180.93 | 9.476% | 0 | 0 | 0 | 0 | 0 | 0 | 0 | 0 | 0 | 0 | 0 | 0 | 0 | 0 | 0 | 0 | 212382.8712 | 212382.8712 | 0 | 0 | 0 | 0 | 0 | 0 | 212382.8712 | 212382.8712 | [8 empty] | 6690.5825 |  | 1.9094 | [9 empty] | N |  | N |  |  |  |  | 13.469 | -6.034 | 13.469 | -6.656 | 0.046467 | 0.030528 | 0.046467 | 0.03026 |  |  |  | 0 | 0
Mass Electric | NE South | South Shore | Atlantic 4 | Quincy | 07-4J2 | Quincy | N | OH | 4.16 | 2.9182 | 3.6405 | 1144.9167 | 5798.589 | Estimated | 1.6548 | No | No | [16 empty] | 12 | 12 | 1 | 1 |  |  |  |  | 13 | 13 | [16 empty] | 180.905 | 180.905 | 7.6 | 7.6 |  |  |  |  | 188.505 | 188.505 | 11.39% | 0 | 0 | 0 | 0 | 0 | 0 | 0 | 0 | 0 | 0 | 0 | 0 | 0 | 0 | 0 | 0 | 212353.5252 | 212353.5252 | 8921.184 | 8921.184 | 0 | 0 | 0 | 0 | 221274.7092 | 221274.7092 | [8 empty] | 5798.589 |  | 1.6548 | [9 empty] | N |  | N |  |  |  |  | 59.7738 | -11.2517 | 59.7738 | -57.8544 | 0.039304 | 0.013109 | 0.039304 | -0.013184 |  |  |  | 0 | 0
Mass Electric | NE South | South Shore | Atlantic 4 | Quincy | 07-4J3 | Quincy | N | Mixed | 4.16 | 2.5219 | 2.3161 | 233.3333 | 3534.6474 | Estimated | 1.0087 | No | No | [16 empty] | 1 | 1 | [6 empty] | 1 | 1 | [16 empty] | 5.75 | 5.75 | [6 empty] | 5.75 | 5.75 | 0.57% | 0 | 0 | 0 | 0 | 0 | 0 | 0 | 0 | 0 | 0 | 0 | 0 | 0 | 0 | 0 | 0 | 6749.58 | 6749.58 | 0 | 0 | 0 | 0 | 0 | 0 | 6749.58 | 6749.58 | [8 empty] | 3534.6474 |  | 1.0087 | [9 empty] | N |  | N |  |  |  |  | 0 | 16.7969 | 0 | 16.7969 | 0 | 0.065104 | 0 | 0.065104 |  |  |  | 0 | 0
Mass Electric | NE South | South Shore | Atlantic 4 | Quincy | 07-4J4 | Quincy | N | OH | 4.16 | 2.3778 | 2.4195 | 657.0833 | 3618.7215 | Estimated | 1.0327 | No | No | [16 empty] | 3 | 3 | [6 empty] | 3 | 3 | [16 empty] | 27.51 | 27.51 | [6 empty] | 27.51 | 27.51 | 2.664% | 0 | 0 | 0 | 0 | 0 | 0 | 0 | 0 | 0 | 0 | 0 | 0 | 0 | 0 | 0 | 0 | 32292.3384 | 32292.3384 | 0 | 0 | 0 | 0 | 0 | 0 | 32292.3384 | 32292.3384 | [8 empty] | 3618.7215 |  | 1.0327 | [9 empty] | N |  | N |  |  |  |  | 1.1612 | 47.9394 | 0 | 48.9948 | 0.0015219 | 0.32921 | 0 | 0.33023 |  |  |  | 0 | 31601.6667
Mass Electric | NE South | South Shore | Randolph 5 | Randolph | 07-5W1 | Randolph | N | OH | 13.8 | 11.3775 | 4.4919 | 271.4167 | 14825.677 | Metered | 1.0087 | Partial | No | [16 empty] | 30 | 30 | [6 empty] | 30 | 30 | [16 empty] | 204.95 | 204.95 | [6 empty] | 204.95 | 204.95 | 20.32% | 0 | 0 | 0 | 0 | 0 | 0 | 0 | 0 | 0 | 0 | 0 | 0 | 0 | 0 | 0 | 0 | 240578.508 | 240578.508 | 0 | 0 | 0 | 0 | 0 | 0 | 240578.508 | 240578.508 | [8 empty] | 14825.677 |  | 1.0087 | [9 empty] | N |  | N |  |  |  |  | 11.1415 | 57.6105 | 11.1415 | 55.6745 | 0.26527 | 0.60867 | 0.26527 | 0.60626 |  |  |  | 0 | 9953
Mass Electric | NE South | South Shore | Randolph 5 | Randolph | 07-5W2 | Randolph | N | OH | 13.8 | 10.039 | 11.815 | 1694.4167 | 22609.844 | Metered | 5.5692 | Partial | No | [16 empty] | 58 | 58 | [6 empty] | 58 | 58 | [16 empty] | 319.79 | 319.79 | [6 empty] | 319.79 | 319.79 | 5.742% | 0 | 0 | 0 | 0 | 0 | 0 | 0 | 0 | 0 | 0 | 0 | 0 | 0 | 0 | 0 | 0 | 375382.2936 | 375382.2936 | 0 | 0 | 0 | 0 | 0 | 0 | 375382.2936 | 375382.2936 | [8 empty] | 22609.844 |  | 5.5692 | [9 empty] | N |  | N |  |  |  |  | 15.9754 | 161.4306 | 8.3214 | 100.106 | 0.16643 | 1.025 | 0.14695 | 0.77201 |  |  |  | 0 | 129754.6667
Mass Electric | NE South | South Shore | Randolph 5 | Randolph | 07-5W3 | Randolph | N | OH | 13.8 | 11.3775 | 17.7367 | 2039.9167 | 28463.705 | Metered | 6.6687 | Partial | No | [12 empty] | 1 | 1 |  |  | 144 | 144 | [6 empty] | 145 | 145 | [12 empty] | 1.2 | 1.2 |  |  | 1001.91 | 1001.91 | [6 empty] | 1003.11 | 1003.11 | 15.04% | 0 | 0 | 0 | 0 | 0 | 0 | 0 | 0 | 0 | 0 | 0 | 0 | 6054.912 | 6054.912 | 0 | 0 | 1176082.0344 | 1176082.0344 | 0 | 0 | 0 | 0 | 0 | 0 | 1182136.9464 | 1182136.9464 | [8 empty] | 28463.705 |  | 6.6687 | [9 empty] | N |  | N |  |  |  |  | 9.3514 | 67.7431 | 9.3514 | 41.4206 | 0.087749 | 0.47288 | 0.087749 | 0.44619 |  |  |  | 0 | 35968.3333
Mass Electric | NE South | South Shore | Randolph 5 | Randolph | 07-5W4 | Randolph | N | OH | 13.8 | 8.9634 | 6.0108 | 783.6667 | 8939.209 | Metered | 2.1751 | Partial | No | [16 empty] | 64 | 64 | [6 empty] | 64 | 64 | [16 empty] | 373.17 | 373.17 | [6 empty] | 373.17 | 373.17 | 17.16% | 0 | 0 | 0 | 0 | 0 | 0 | 0 | 0 | 0 | 0 | 0 | 0 | 0 | 0 | 0 | 0 | 438041.8728 | 438041.8728 | 0 | 0 | 0 | 0 | 0 | 0 | 438041.8728 | 438041.8728 | [8 empty] | 8939.209 |  | 2.1751 | [9 empty] | N |  | N |  |  |  |  | 79.3501 | 268.1538 | 79.3501 | -37.7684 | 1.202 | -0.61305 | 1.202 | -0.72131 |  |  |  | 53889 | -850.3333
Mass Electric | NE South | South Shore | Lincoln Street Unit 60 | Abington | 07-60J1 | Abington | N | Mixed | 4.16 | 4.1431 | 10.6025 | 923.6667 | 9089.0932 | Estimated | 2.5939 | Partial | No | [16 empty] | 36 | 36 | [6 empty] | 36 | 36 | [16 empty] | 233.63 | 233.63 | [6 empty] | 233.63 | 233.63 | 9.007% | 0 | 0 | 0 | 0 | 0 | 0 | 0 | 0 | 0 | 0 | 0 | 0 | 0 | 0 | 0 | 0 | 274244.2392 | 274244.2392 | 0 | 0 | 0 | 0 | 0 | 0 | 274244.2392 | 274244.2392 | [8 empty] | 9089.0932 |  | 2.5939 | [9 empty] | N |  | N |  |  |  |  | 112.6315 | -30.5892 | 112.6315 | -31.35 | 2.0159 | -1.5633 | 2.0159 | -1.5645 |  |  |  | 0 | 49364
Mass Electric | NE South | South Shore | Division Street Unit 64 | Rockland | 07-64J1 | Abington, Rockland | N | OH | 4.16 | 3.4946 | 10.1835 | 1114.6667 | 7978.204 | Estimated | 2.2769 | No | No | [16 empty] | 33 | 33 | [6 empty] | 33 | 33 | [16 empty] | 269.394 | 269.394 | [6 empty] | 269.394 | 269.394 | 11.83% | 0 | 0 | 0 | 0 | 0 | 0 | 0 | 0 | 0 | 0 | 0 | 0 | 0 | 0 | 0 | 0 | 316225.453 | 316225.453 | 0 | 0 | 0 | 0 | 0 | 0 | 316225.453 | 316225.453 | [8 empty] | 7978.204 |  | 2.2769 | [9 empty] | N |  | N |  |  |  |  | 126.9187 | 942.5175 | 126.9187 | -63.0405 | 2.0096 | -0.60248 | 2.0096 | -0.93464 |  |  |  | 41107 | 2057.3333
Mass Electric | NE South | South Shore | North Scituate Unit 65 | Scituate | 07-65J1 | Cohasset, Scituate | N | OH | 4.16 | 3.7107 | 13.2741 | 703.9167 | 6539.0976 | Estimated | 1.8662 | Partial | No | [16 empty] | 13 | 13 | [6 empty] | 13 | 13 | [16 empty] | 81.94 | 81.94 | [6 empty] | 81.94 | 81.94 | 4.391% | 0 | 0 | 0 | 0 | 0 | 0 | 0 | 0 | 0 | 0 | 0 | 0 | 0 | 0 | 0 | 0 | 96184.4496 | 96184.4496 | 0 | 0 | 0 | 0 | 0 | 0 | 96184.4496 | 96184.4496 | [8 empty] | 6539.0976 |  | 1.8662 | [9 empty] | N |  | N |  |  |  |  | 1765.6721 | -1071.1775 | 119.7457 | 205.8297 | 1.4732 | 0.47401 | 0.69468 | 0.98167 |  |  |  | 68145 | 127702.6667
Mass Electric | NE South | South Shore | Central Street Unit 67 | Abington | 07-67J1 | Abington, Rockland | N | OH | 4.16 | 3.7107 | 12.6354 | 1099.1667 | 10149.4874 | Estimated | 2.8965 | No | No | [16 empty] | 32 | 32 | 2 | 2 |  |  |  |  | 34 | 34 | [16 empty] | 212.48 | 212.48 | 20 | 20 |  |  |  |  | 232.48 | 232.48 | 8.026% | 0 | 0 | 0 | 0 | 0 | 0 | 0 | 0 | 0 | 0 | 0 | 0 | 0 | 0 | 0 | 0 | 249417.5232 | 249417.5232 | 23476.8 | 23476.8 | 0 | 0 | 0 | 0 | 272894.3232 | 272894.3232 | [8 empty] | 10149.4874 |  | 2.8965 | [9 empty] | N |  | N |  |  |  |  | 88.155 | 275.5075 | 82.689 | 1.0419 | 1.21 | 0.037659 | 1.2027 | -0.54444 |  |  |  | 57071 | -17620
Mass Electric | NE South | South Shore | Court Street Unit 69 | Brockton | 07-69J1 | Brockton | N | OH | 4.16 | 3.8549 | 9.8312 | 1080.6667 | 9695.0327 | Estimated | 2.7668 | Partial | No | [16 empty] | 43 | 43 | [6 empty] | 43 | 43 | [16 empty] | 255.77 | 255.77 | [6 empty] | 255.77 | 255.77 | 9.244% | 0 | 0 | 0 | 0 | 0 | 0 | 0 | 0 | 0 | 0 | 0 | 0 | 0 | 0 | 0 | 0 | 300233.0568 | 300233.0568 | 0 | 0 | 0 | 0 | 0 | 0 | 300233.0568 | 300233.0568 | [8 empty] | 9695.0327 |  | 2.7668 | [9 empty] | N |  | N |  |  |  |  | 5.3023 | 38.3661 | 5.3023 | 36.9671 | 0.093461 | 0.28137 | 0.093461 | 0.27436 |  |  |  | 0 | 34746.3333
Mass Electric | NE South | South Shore | North Weymouth 6 | Weymouth | 07-6W1 | Weymouth | N | OH | 13.8 | 10.517 | 18.4225 | 2444.9167 | 12266.722 | Metered | 6.7804 | Partial | No | [16 empty] | 123 | 123 | [6 empty] | 123 | 123 | [16 empty] | 636.872 | 636.872 | [6 empty] | 636.872 | 636.872 | 9.393% | 0 | 0 | 0 | 0 | 0 | 0 | 0 | 0 | 0 | 0 | 0 | 0 | 0 | 0 | 0 | 0 | 747585.8285 | 747585.8285 | 0 | 0 | 0 | 0 | 0 | 0 | 747585.8285 | 747585.8285 | [8 empty] | 12266.722 |  | 6.7804 | [9 empty] | N |  | N |  |  |  |  | 5.5998 | 55.7534 | 2.3731 | 37.4535 | 0.064215 | 0.80064 | 0.036402 | 0.78785 |  |  |  | 0 | 68424.6667
Mass Electric | NE South | South Shore | North Weymouth 6 | Weymouth | 07-6W2 | Weymouth | N | OH | 13.8 | 10.517 | 18.7419 | 2820.75 | 31267.7551 | Estimated | 8.9234 | Partial | No | [12 empty] | 1 | 1 |  |  | 80 | 80 | [6 empty] | 81 | 81 | [12 empty] | 1.2 | 1.2 |  |  | 435.78 | 435.78 | [6 empty] | 436.98 | 436.98 | 4.897% | 0 | 0 | 0 | 0 | 0 | 0 | 0 | 0 | 0 | 0 | 0 | 0 | 6054.912 | 6054.912 | 0 | 0 | 511535.9952 | 511535.9952 | 0 | 0 | 0 | 0 | 0 | 0 | 517590.9072 | 517590.9072 | [8 empty] | 31267.7551 |  | 8.9234 | [9 empty] | N |  | N |  |  |  |  | 718.103 | -521.0691 | 128.1574 | -97.0869 | 2.2909 | -1.729 | 1.2901 | -1.0833 |  |  |  | 352354 | -294358
Mass Electric | NE South | South Shore | Silver Lake 70 | Pembroke | 07-70J1 | Halifax, Pembroke | N | UG | 4.16 | 3.7468 | 0.063636 | 1 | 2979.2028 | Estimated | 0.85023 | No | No | [16 empty] | 1 | 1 | [6 empty] | 1 | 1 | [16 empty] | 95 | 95 | [6 empty] | 95 | 95 | 11.17% | 0 | 0 | 0 | 0 | 0 | 0 | 0 | 0 | 0 | 0 | 0 | 0 | 0 | 0 | 0 | 0 | 111514.8 | 111514.8 | 0 | 0 | 0 | 0 | 0 | 0 | 111514.8 | 111514.8 | [8 empty] | 2979.2028 |  | 0.85023 | [9 empty] | N |  | N |  |  |  |  | 72 | 16.6667 | 72 | 16.6667 | 1 | 0.33333 | 1 | 0.33333 |  |  |  | 72 | 16.6667
Mass Electric | NE South | South Shore | Temple St Unit 712 | Whitman | 07-712J1 | Abington, Brockton, East Bridgewater, Whitman | N | OH | 4.16 | 3.4946 | 12.0197 | 1049.5833 | 8584.1436 | Metered | 2.4498 | No | No | [16 empty] | 79 | 79 | [6 empty] | 79 | 79 | [16 empty] | 562.08 | 562.08 | [6 empty] | 562.08 | 562.08 | 22.94% | 0 | 0 | 0 | 0 | 0 | 0 | 0 | 0 | 0 | 0 | 0 | 0 | 0 | 0 | 0 | 0 | 659791.9872 | 659791.9872 | 0 | 0 | 0 | 0 | 0 | 0 | 659791.9872 | 659791.9872 | [8 empty] | 8584.1436 |  | 2.4498 | [9 empty] | N |  | N |  |  |  |  | 279.7453 | -15.3828 | 279.7453 | -110.969 | 1.5759 | -0.53903 | 1.5759 | -0.56406 |  |  |  | 108616 | 47284
Mass Electric | NE South | South Shore | Harrison Blvd 75 | Avon | 07-75W1 | Avon, Stoughton | N | Mixed | 13.8 | 11.7121 | 6.4699 | 194.25 | 12555.594 | Metered | 4.2546 | Partial | No | [12 empty] | 1 | 1 |  |  | 14 | 14 | [6 empty] | 15 | 15 | [12 empty] | 300 | 300 |  |  | 847.78 | 847.78 | [6 empty] | 1147.78 | 1147.78 | 26.98% | 0 | 0 | 0 | 0 | 0 | 0 | 0 | 0 | 0 | 0 | 0 | 0 | 1513728 | 1513728 | 0 | 0 | 995158.0752 | 995158.0752 | 0 | 0 | 0 | 0 | 0 | 0 | 2508886.0752 | 2508886.0752 | [8 empty] | 12555.594 |  | 4.2546 | [9 empty] | N |  | N |  |  |  |  | 3.583 | 69.4459 | 3.583 | 63.096 | 0.010296 | 1.1564 | 0.010296 | 1.1527 |  |  |  | 0 | 10461.3333
Mass Electric | NE South | South Shore | Harrison Blvd 75 | Avon | 07-75W3 | Avon, Brockton | N | OH | 13.8 | 11.7599 | 10.9061 | 815.25 | 13014.823 | Metered | 3.4897 | Partial | No | [16 empty] | 19 | 19 | [6 empty] | 19 | 19 | [16 empty] | 138 | 138 | [6 empty] | 138 | 138 | 3.954% | 0 | 0 | 0 | 0 | 0 | 0 | 0 | 0 | 0 | 0 | 0 | 0 | 0 | 0 | 0 | 0 | 161989.92 | 161989.92 | 0 | 0 | 0 | 0 | 0 | 0 | 161989.92 | 161989.92 | [8 empty] | 13014.823 |  | 3.4897 | [9 empty] | N |  | N |  |  |  |  | 299.1745 | 665.9432 | 284.1141 | -267.9451 | 3.1193 | -2.0529 | 2.0435 | -1.6869 |  |  |  | 229893 | -222351.6667
Mass Electric | NE South | South Shore | Harrison Blvd 75 | Avon | 07-75W5 | Avon | N | OH | 13.8 | 12.6682 | 12.5956 | 570.9167 | 28223.007 | Metered | 8.2463 | Partial | No | [16 empty] | 27 | 27 | 1 | 1 |  |  |  |  | 28 | 28 | [16 empty] | 2088.08 | 2088.08 | 0 | 0 |  |  |  |  | 2088.08 | 2088.08 | 25.32% | 0 | 0 | 0 | 0 | 0 | 0 | 0 | 0 | 0 | 0 | 0 | 0 | 0 | 0 | 0 | 0 | 2451071.8272 | 2451071.8272 | 0 | 0 | 0 | 0 | 0 | 0 | 2451071.8272 | 2451071.8272 | [8 empty] | 28223.007 |  | 8.2463 | [9 empty] | N |  | N |  |  |  |  | 11.9982 | 859.162 | 11.9982 | -0.9589 | 0.08933 | 0.43501 | 0.08933 | 0.084564 |  |  |  | 0 | 4190.6667
Mass Electric | NE South | South Shore | Harrison Blvd 75 | Avon | 07-75W7 | Avon, Randolph, Stoughton | N | Mixed | 13.8 | 12.6682 | 10.7538 | 499.0833 | 27391.394 | Metered | 7.3141 | Partial | No | [16 empty] | 5 | 5 | [6 empty] | 5 | 5 | [16 empty] | 162.36 | 162.36 | [6 empty] | 162.36 | 162.36 | 2.22% | 0 | 0 | 0 | 0 | 0 | 0 | 0 | 0 | 0 | 0 | 0 | 0 | 0 | 0 | 0 | 0 | 190584.6624 | 190584.6624 | 0 | 0 | 0 | 0 | 0 | 0 | 190584.6624 | 190584.6624 | [8 empty] | 27391.394 |  | 7.3141 | [9 empty] | N |  | N |  |  |  |  | 2.5807 | 57.8646 | 2.5807 | 26.254 | 0.028051 | 0.34172 | 0.028051 | 0.30731 |  |  |  | 0 | 13671.6667
Mass Electric | NE South | South Shore | East Bridgewater 797 | East Bridgewater | 07-797W1 | Bridgewater, Brockton, East Bridgewater | N | OH | 13.8 | 13.9828 | 35.4739 | 2693.5833 | 30653.8407 | Estimated | 8.7482 | Partial | No | [16 empty] | 74 | 74 | [6 empty] | 74 | 74 | [16 empty] | 4170.47 | 4170.47 | [6 empty] | 4170.47 | 4170.47 | 47.67% | 0 | 0 | 0 | 0 | 0 | 0 | 0 | 0 | 0 | 0 | 0 | 0 | 0 | 0 | 0 | 0 | 4895464.5048 | 4895464.5048 | 0 | 0 | 0 | 0 | 0 | 0 | 4895464.5048 | 4895464.5048 | [8 empty] | 30653.8407 |  | 8.7482 | [9 empty] | N |  | N |  |  |  |  | 65.1341 | 284.0378 | 49.6636 | 79.8366 | 0.24503 | 1.7762 | 0.20605 | 1.665 |  |  |  | 39148 | 175445
Mass Electric | NE South | South Shore | East Bridgewater 797 | East Bridgewater | 07-797W19 | Brockton, East Bridgewater, West Bridgewater | N | Mixed | 13.8 | 14.5087 | 37.5316 | 2553.5833 | 26717.4186 | Estimated | 7.6248 | Partial | No | [16 empty] | 93 | 93 | 1 | 1 |  |  |  |  | 94 | 94 | [16 empty] | 2120.1 | 2120.1 | 0 | 0 |  |  |  |  | 2120.1 | 2120.1 | 27.81% | 0 | 0 | 0 | 0 | 0 | 0 | 0 | 0 | 0 | 0 | 0 | 0 | 0 | 0 | 0 | 0 | 2488658.184 | 2488658.184 | 0 | 0 | 0 | 0 | 0 | 0 | 2488658.184 | 2488658.184 | [8 empty] | 26717.4186 |  | 7.6248 | [9 empty] | N |  | N |  |  |  |  | 938.7608 | 13.0622 | 443.5273 | -215.8858 | 2.1879 | -1.2276 | 1.1846 | -0.56409 |  |  |  | 1067394 | -761593.6667
Mass Electric | NE South | South Shore | East Bridgewater 797 | East Bridgewater | 07-797W20 | Bridgewater, East Bridgewater, Easton, West Bridgewater | N | OH | 13.8 | 11.5926 | 30.7062 | 1663.1667 | 34925.2776 | Estimated | 9.9673 | Partial | No | [16 empty] | 55 | 55 | [6 empty] | 55 | 55 | [16 empty] | 383.46 | 383.46 | [6 empty] | 383.46 | 383.46 | 3.847% | 0 | 0 | 0 | 0 | 0 | 0 | 0 | 0 | 0 | 0 | 0 | 0 | 0 | 0 | 0 | 0 | 450120.6864 | 450120.6864 | 0 | 0 | 0 | 0 | 0 | 0 | 450120.6864 | 450120.6864 | [8 empty] | 34925.2776 |  | 9.9673 | [9 empty] | N |  | N |  |  |  |  | 131.7817 | 1037.5031 | 131.0013 | 112.8241 | 1.2933 | 0.59716 | 1.2903 | 0.22159 |  |  |  | 8305 | 257987
Mass Electric | NE South | South Shore | East Bridgewater 797 | East Bridgewater | 07-797W23 | Bridgewater, East Bridgewater | N | Mixed | 13.8 | 14.5087 | 41.2318 | 2745.75 | 31658.8847 | Estimated | 9.0351 | Partial | No | [16 empty] | 155 | 155 |  |  | 1 | 1 |  |  | 156 | 156 | [16 empty] | 1327.27 | 1327.27 |  |  | 10 | 10 |  |  | 1337.27 | 1337.27 | 14.8% | 0 | 0 | 0 | 0 | 0 | 0 | 0 | 0 | 0 | 0 | 0 | 0 | 0 | 0 | 0 | 0 | 1558002.6168 | 1558002.6168 | 0 | 0 | 32762.4 | 32762.4 | 0 | 0 | 1590765.0168 | 1590765.0168 | [8 empty] | 31658.8847 |  | 9.0351 | [9 empty] | N |  | N |  |  |  |  | 270.0821 | 343.0154 | 269.51 | -150.4694 | 1.1094 | 0.18393 | 1.1083 | -0.20212 |  |  |  | 257817 | -142330
Mass Electric | NE South | South Shore | East Bridgewater 797 | East Bridgewater | 07-797W24 | East Bridgewater, Halifax, Hanson, Pembroke | N | OH | 13.8 | 14.5087 | 53.8252 | 2541.4167 | 34841.5239 | Estimated | 9.9434 | Partial | No | [12 empty] | 1 | 1 |  |  | 141 | 141 | 1 | 1 |  |  |  |  | 143 | 143 | [12 empty] | 1.2 | 1.2 |  |  | 991.06 | 991.06 | 0 | 0 |  |  |  |  | 992.26 | 992.26 | 9.979% | 0 | 0 | 0 | 0 | 0 | 0 | 0 | 0 | 0 | 0 | 0 | 0 | 6054.912 | 6054.912 | 0 | 0 | 1163345.8704 | 1163345.8704 | 0 | 0 | 0 | 0 | 0 | 0 | 1169400.7824 | 1169400.7824 | [8 empty] | 34841.5239 |  | 9.9434 | [9 empty] | N |  | N |  |  |  |  | 273.8709 | 1259.4086 | 252.8779 | -1.5484 | 3.2218 | -0.55488 | 3.1636 | -1.0991 |  |  |  | 376173 | -74835.6667
Mass Electric | NE South | South Shore | East Bridgewater 797 | East Bridgewater | 07-797W29 | East Bridgewater, Hanson, Whitman | N | Mixed | 13.8 | 14.5087 | 36.6545 | 2289.3333 | 34171.4946 | Estimated | 9.7521 | Partial | No | [12 empty] | 1 | 1 |  |  | 100 | 100 | [6 empty] | 101 | 101 | [12 empty] | 1.2 | 1.2 |  |  | 863.465 | 863.465 | [6 empty] | 864.665 | 864.665 | 8.866% | 0 | 0 | 0 | 0 | 0 | 0 | 0 | 0 | 0 | 0 | 0 | 0 | 6054.912 | 6054.912 | 0 | 0 | 1013569.7556 | 1013569.7556 | 0 | 0 | 0 | 0 | 0 | 0 | 1019624.6676 | 1019624.6676 | [8 empty] | 34171.4946 |  | 9.7521 | [9 empty] | N |  | N |  |  |  |  | 61.22 | 956.9901 | 61.22 | 9.9039 | 0.33591 | 0.6989 | 0.33591 | 0.1685 |  |  |  | 70335 | -10894.6667
Mass Electric | NE South | South Shore | East Bridgewater 797 | East Bridgewater | 07-797W42 | Brockton, East Bridgewater, West Bridgewater | N | OH | 13.8 | 11.5926 | 21.5911 | 1248.5 | 8146.916 | Metered | 4.6131 | Partial | No | [16 empty] | 81 | 81 | 1 | 1 |  |  |  |  | 82 | 82 | [16 empty] | 2569.92 | 2569.92 | 10 | 10 |  |  |  |  | 2579.92 | 2579.92 | 55.93% | 0 | 0 | 0 | 0 | 0 | 0 | 0 | 0 | 0 | 0 | 0 | 0 | 0 | 0 | 0 | 0 | 3016674.8928 | 3016674.8928 | 11738.4 | 11738.4 | 0 | 0 | 0 | 0 | 3028413.2928 | 3028413.2928 | [8 empty] | 8146.916 |  | 4.6131 | [9 empty] | N |  | N |  |  |  |  | 157.1654 | 476.7855 | 127.1862 | 101.7275 | 1.3769 | 0.69223 | 1.3264 | 0.29762 |  |  |  | 85000 | 64710.6667
Mass Electric | NE South | South Shore | Pleasant Street 8 | Weymouth | 07-8W1 | Hingham, Weymouth | N | Mixed | 13.8 | 6.1668 | 13.0843 | 1733.0833 | 8805.08 | Metered | 3.7127 | Partial | No | [16 empty] | 48 | 48 | [6 empty] | 48 | 48 | [16 empty] | 284.54 | 284.54 | [6 empty] | 284.54 | 284.54 | 7.664% | 0 | 0 | 0 | 0 | 0 | 0 | 0 | 0 | 0 | 0 | 0 | 0 | 0 | 0 | 0 | 0 | 334004.4336 | 334004.4336 | 0 | 0 | 0 | 0 | 0 | 0 | 334004.4336 | 334004.4336 | [8 empty] | 8805.08 |  | 3.7127 | [9 empty] | N |  | N |  |  |  |  | 34.9579 | 298.6984 | 12.2695 | 2.1935 | 0.085397 | 0.26809 | 0.05597 | 0.16483 |  |  |  | 0 | 8801.3333
Mass Electric | NE South | South Shore | Pleasant Street 8 | Weymouth | 07-8W2 | Weymouth | N | OH | 13.8 | 5.9756 | 4.4277 | 360.8333 | 6336.776 | Metered | 4.0952 | Partial | No | [16 empty] | 8 | 8 | [6 empty] | 8 | 8 | [16 empty] | 53.55 | 53.55 | [6 empty] | 53.55 | 53.55 | 1.308% | 0 | 0 | 0 | 0 | 0 | 0 | 0 | 0 | 0 | 0 | 0 | 0 | 0 | 0 | 0 | 0 | 62859.132 | 62859.132 | 0 | 0 | 0 | 0 | 0 | 0 | 62859.132 | 62859.132 | [8 empty] | 6336.776 |  | 4.0952 | [9 empty] | N |  | N |  |  |  |  | 37.8263 | -30.5038 | 36.5903 | -30.3126 | 0.194 | -0.092554 | 0.19122 | -0.090699 |  |  |  | 0 | 0
Mass Electric | NE South | South Shore | Water Street 910 | Hanover | 07-910W25 | Hanover, Hanson, Kingston, Pembroke | N | Mixed | 13.8 | 14.5087 | 57.4686 | 2804.6667 | 39196.7144 | Estimated | 11.1863 | Partial | No | [16 empty] | 116 | 116 | 1 | 1 | 1 | 1 |  |  | 118 | 118 | [16 empty] | 3244.17 | 3244.17 | 7.6 | 7.6 | 1.8 | 1.8 |  |  | 3253.57 | 3253.57 | 29.09% | 0 | 0 | 0 | 0 | 0 | 0 | 0 | 0 | 0 | 0 | 0 | 0 | 0 | 0 | 0 | 0 | 3808136.5128 | 3808136.5128 | 8921.184 | 8921.184 | 5897.232 | 5897.232 | 0 | 0 | 3822954.9288 | 3822954.9288 | [8 empty] | 39196.7144 |  | 11.1863 | [9 empty] | N |  | N |  |  |  |  | 1518.2535 | -1032.0328 | 619.1417 | -221.4733 | 2.2869 | -0.40773 | 1.2843 | 0.56209 |  |  |  | 1341920 | -1029133.6667
Mass Electric | NE South | South Shore | Water Street 910 | Hanover | 07-910W51 | Hanover, Marshfield, Norwell, Pembroke | N | Mixed | 13.8 | 12.6682 | 43.1758 | 2180.9167 | 38861.6997 | Estimated | 11.0907 | Partial | No | [16 empty] | 53 | 53 | [6 empty] | 53 | 53 | [16 empty] | 523.52 | 523.52 | [6 empty] | 523.52 | 523.52 | 4.72% | 0 | 0 | 0 | 0 | 0 | 0 | 0 | 0 | 0 | 0 | 0 | 0 | 0 | 0 | 0 | 0 | 614528.7168 | 614528.7168 | 0 | 0 | 0 | 0 | 0 | 0 | 614528.7168 | 614528.7168 | [8 empty] | 38861.6997 |  | 11.0907 | [9 empty] | N |  | N |  |  |  |  | 1643.9775 | -969.4232 | 94.563 | 432.1132 | 1.6626 | 0.036461 | 0.79508 | 0.51803 |  |  |  | 79491 | 857121.6667
Mass Electric | NE South | South Shore | Water Street 910 | Hanover | 07-910W52 | Duxbury, Hanover, Pembroke | N | Mixed | 13.8 | 12.3097 | 43.2062 | 2101.4167 | 28895.0138 | Estimated | 8.2463 | Partial | No | [16 empty] | 61 | 61 | [6 empty] | 61 | 61 | [16 empty] | 865.97 | 865.97 | [6 empty] | 865.97 | 865.97 | 10.5% | 0 | 0 | 0 | 0 | 0 | 0 | 0 | 0 | 0 | 0 | 0 | 0 | 0 | 0 | 0 | 0 | 1016510.2248 | 1016510.2248 | 0 | 0 | 0 | 0 | 0 | 0 | 1016510.2248 | 1016510.2248 | [8 empty] | 28895.0138 |  | 8.2463 | [9 empty] | N |  | N |  |  |  |  | 2390.4793 | -2035.4863 | 240.6538 | -13.1551 | 1.9906 | -1.186 | 0.99028 | -0.25705 |  |  |  | 125353 | -68056
Mass Electric | NE South | South Shore | Ames Street 911 | Brockton | 07-911W13 | Brockton | N | OH | 13.8 | 12.6682 | 23.0867 | 5254.9167 | 33166.4506 | Estimated | 9.4653 | Partial | No | [16 empty] | 143 | 143 | [6 empty] | 143 | 143 | [16 empty] | 905.96 | 905.96 | [6 empty] | 905.96 | 905.96 | 9.571% | 0 | 0 | 0 | 0 | 0 | 0 | 0 | 0 | 0 | 0 | 0 | 0 | 0 | 0 | 0 | 0 | 1063452.0864 | 1063452.0864 | 0 | 0 | 0 | 0 | 0 | 0 | 1063452.0864 | 1063452.0864 | [8 empty] | 33166.4506 |  | 9.4653 | [9 empty] | N |  | N |  |  |  |  | 4.9694 | 70.9222 | 4.6674 | 34.5914 | 0.064701 | 0.48417 | 0.060324 | 0.47387 |  |  |  | 7739 | 115376.6667
Mass Electric | NE South | South Shore | Ames Street 911 | Brockton | 07-911W25 | Brockton | N | OH | 13.8 | 12.3097 | 12.9765 | 2088.6667 | 22697.2427 | Estimated | 6.4775 | Partial | No | [16 empty] | 47 | 47 | 1 | 1 |  |  |  |  | 48 | 48 | [16 empty] | 874.48 | 874.48 | 7.6 | 7.6 |  |  |  |  | 882.08 | 882.08 | 13.62% | 0 | 0 | 0 | 0 | 0 | 0 | 0 | 0 | 0 | 0 | 0 | 0 | 0 | 0 | 0 | 0 | 1026499.6032 | 1026499.6032 | 8921.184 | 8921.184 | 0 | 0 | 0 | 0 | 1035420.7872 | 1035420.7872 | [8 empty] | 22697.2427 |  | 6.4775 | [9 empty] | N |  | N |  |  |  |  | 50.651 | 71.8449 | 50.651 | -33.9445 | 0.88142 | -0.68458 | 0.88142 | -0.7268 |  |  |  | 91904 | -78414.3333
Mass Electric | NE South | South Shore | Ames Street 911 | Brockton | 07-911W56 | Brockton | N | OH | 13.8 | 10.1585 | 22.2778 | 2866.5 | 25377.36 | Estimated | 7.2424 | Partial | No | [16 empty] | 223 | 223 | 2 | 2 |  |  |  |  | 225 | 225 | [16 empty] | 1721.31 | 1721.31 | 7.6 | 7.6 |  |  |  |  | 1728.91 | 1728.91 | 23.87% | 0 | 0 | 0 | 0 | 0 | 0 | 0 | 0 | 0 | 0 | 0 | 0 | 0 | 0 | 0 | 0 | 2020542.5304 | 2020542.5304 | 8921.184 | 8921.184 | 0 | 0 | 0 | 0 | 2029463.7144 | 2029463.7144 | [8 empty] | 25377.36 |  | 7.2424 | [9 empty] | N |  | N |  |  |  |  | 82.0593 | 320.2009 | 82.0593 | 10.9954 | 1.1481 | -0.6257 | 1.1481 | -0.73051 |  |  |  | 177519 | -40905.3333
Mass Electric | NE South | South Shore | Ames Street 911 | Brockton | 07-911W57 | Brockton | N | OH | 13.8 | 14.4609 | 3.1873 | 200.1667 | 7705.337 | Estimated | 2.199 | Partial | No | [16 empty] | 19 | 19 | [6 empty] | 19 | 19 | [16 empty] | 117.79 | 117.79 | [6 empty] | 117.79 | 117.79 | 5.356% | 0 | 0 | 0 | 0 | 0 | 0 | 0 | 0 | 0 | 0 | 0 | 0 | 0 | 0 | 0 | 0 | 138266.6136 | 138266.6136 | 0 | 0 | 0 | 0 | 0 | 0 | 138266.6136 | 138266.6136 | [8 empty] | 7705.337 |  | 2.199 | [9 empty] | N |  | N |  |  |  |  | 0 | 14.1102 | 0 | 10.0691 | 0 | 0.13665 | 0 | 0.13501 |  |  |  | 0 | 0
Mass Electric | NE South | South Shore | Ames Street 911 | Brockton | 07-911W59 | Avon, Brockton | N | Mixed | 13.8 | 12.2619 | 4.6752 | 435 | 3852.6685 | Estimated | 1.0995 | Partial | No | [16 empty] | 16 | 16 | [6 empty] | 16 | 16 | [16 empty] | 96 | 96 | [6 empty] | 96 | 96 | 8.731% | 0 | 0 | 0 | 0 | 0 | 0 | 0 | 0 | 0 | 0 | 0 | 0 | 0 | 0 | 0 | 0 | 112688.64 | 112688.64 | 0 | 0 | 0 | 0 | 0 | 0 | 112688.64 | 112688.64 | [8 empty] | 3852.6685 |  | 1.0995 | [9 empty] | N |  | N |  |  |  |  | 82.9816 | -0.37673 | 82.9816 | -50.2057 | 1.131 | -0.33868 | 1.131 | -0.36956 |  |  |  | 33774 | -20671
Mass Electric | NE South | South Shore | Ames Street 911 | Brockton | 07-911W65 | Avon, Brockton | N | Mixed | 13.8 | 9.0829 | 2.8509 | 88.6667 | 418.7683 | Estimated | 0.11951 | Partial | No | [16 empty] | 3 | 3 | [6 empty] | 3 | 3 | [16 empty] | 26.2 | 26.2 | [6 empty] | 26.2 | 26.2 | 21.92% | 0 | 0 | 0 | 0 | 0 | 0 | 0 | 0 | 0 | 0 | 0 | 0 | 0 | 0 | 0 | 0 | 30754.608 | 30754.608 | 0 | 0 | 0 | 0 | 0 | 0 | 30754.608 | 30754.608 | [8 empty] | 418.7683 |  | 0.11951 | [9 empty] | N |  | N |  |  |  |  | 4.5902 | 306.432 | 4.5902 | 67.0987 | 0.12406 | 0.76853 | 0.12406 | 0.4352 |  |  |  | 0 | 6452
Mass Electric | NE South | South Shore | Ames Street 911 | Brockton | 07-911W77 | Abington, Brockton, Holbrook | N | OH | 13.8 | 14.4609 | 26.0013 | 2592.75 | 25209.8526 | Estimated | 7.1946 | Partial | No | [16 empty] | 176 | 176 | 2 | 2 |  |  |  |  | 178 | 178 | [16 empty] | 1238.93 | 1238.93 | 15.2 | 15.2 |  |  |  |  | 1254.13 | 1254.13 | 17.43% | 0 | 0 | 0 | 0 | 0 | 0 | 0 | 0 | 0 | 0 | 0 | 0 | 0 | 0 | 0 | 0 | 1454305.5912 | 1454305.5912 | 17842.368 | 17842.368 | 0 | 0 | 0 | 0 | 1472147.9592 | 1472147.9592 | [8 empty] | 25209.8526 |  | 7.1946 | [9 empty] | N |  | N |  |  |  |  | 116.5886 | 85.3276 | 116.5886 | -27.7301 | 1.2998 | -0.6613 | 1.2998 | -0.72178 |  |  |  | 283446 | -162070.3333
Mass Electric | NE South | South Shore | Mill Street 912 | Bridgewater | 07-912W21 | Bridgewater, East Bridgewater, West Bridgewater | N | Mixed | 13.8 | 15.3692 | 44.9513 | 2816.4167 | 44724.4562 | Estimated | 12.7638 | Partial | No | [16 empty] | 134 | 134 | [6 empty] | 134 | 134 | [16 empty] | 1333.12 | 1333.12 | [6 empty] | 1333.12 | 1333.12 | 10.44% | 0 | 0 | 0 | 0 | 0 | 0 | 0 | 0 | 0 | 0 | 0 | 0 | 0 | 0 | 0 | 0 | 1564869.5808 | 1564869.5808 | 0 | 0 | 0 | 0 | 0 | 0 | 1564869.5808 | 1564869.5808 | [8 empty] | 44724.4562 |  | 12.7638 | [9 empty] | N |  | N |  |  |  |  | 68.1724 | 1378.6403 | 68.1724 | 41.4104 | 0.53472 | 1.3954 | 0.53472 | 0.70357 |  |  |  | 54640 | 183367.3333
Mass Electric | NE South | South Shore | Mill Street 912 | Bridgewater | 07-912W22 | Bridgewater, East Bridgewater | N | OH | 13.8 | 14.7716 | 2.8831 | 9 | 335.0147 | Estimated | 0.095609 | Partial | No | [24 empty] | 0 | 0 | [24 empty] | 0 | 0 | 0% | 0 | 0 | 0 | 0 | 0 | 0 | 0 | 0 | 0 | 0 | 0 | 0 | 0 | 0 | 0 | 0 | 0 | #VALUE! | 0 | 0 | 0 | 0 | 0 | 0 | 0 | #VALUE! | [8 empty] | 335.0147 |  | 0.095609 | [9 empty] | N |  | N |  |  |  |  | 944 | -754.0556 | 944 | -893.3148 | 0.88889 | -0.18148 | 0.88889 | -0.21852 |  |  |  | 0 | 210
Mass Electric | NE South | South Shore | Mill Street 912 | Bridgewater | 07-912W55 | Bridgewater | N | OH | 13.8 | 12.7877 | 44.5348 | 2016.25 | 30067.5651 | Estimated | 8.5809 | Partial | No | [12 empty] | 1 | 1 |  |  | 122 | 122 | 2 | 2 |  |  |  |  | 125 | 125 | [12 empty] | 1690 | 1690 |  |  | 4030.01 | 4030.01 | 7.6 | 7.6 |  |  |  |  | 5727.61 | 5727.61 | 66.75% | 0 | 0 | 0 | 0 | 0 | 0 | 0 | 0 | 0 | 0 | 0 | 0 | 8527334.4 | 8527334.4 | 0 | 0 | 4730586.9384 | 4730586.9384 | 8921.184 | 8921.184 | 0 | 0 | 0 | 0 | 13266842.5224 | 13266842.5224 | [8 empty] | 30067.5651 |  | 8.5809 | [9 empty] | N |  | N |  |  |  |  | 193.2131 | 371.2576 | 180.1175 | 118.7215 | 1.8564 | 0.033663 | 1.8361 | -0.051841 |  |  |  | 158296 | 119280.3333
Mass Electric | NE South | South Shore | Mill Street 912 | Bridgewater | 07-912W73 | Bridgewater | N | Mixed | 13.8 | 14.7716 | 15.9455 | 1319.3333 | 21440.9378 | Estimated | 6.119 | Partial | No | [12 empty] | 1 | 1 |  |  | 53 | 53 | [6 empty] | 54 | 54 | [12 empty] | 75 | 75 |  |  | 578.99 | 578.99 | [6 empty] | 653.99 | 653.99 | 10.69% | 0 | 0 | 0 | 0 | 0 | 0 | 0 | 0 | 0 | 0 | 0 | 0 | 378432 | 378432 | 0 | 0 | 679641.6216 | 679641.6216 | 0 | 0 | 0 | 0 | 0 | 0 | 1058073.6216 | 1058073.6216 | [8 empty] | 21440.9378 |  | 6.119 | [9 empty] | N |  | N |  |  |  |  | 59.2822 | 180.7408 | 58.9184 | 93.7802 | 0.26074 | 1.0204 | 0.25695 | 0.97686 |  |  |  | 15912 | -1693
Mass Electric | NE South | South Shore | Mill Street 912 | Bridgewater | 07-912W74 | Bridgewater, East Bridgewater, Halifax | N | Mixed | 13.8 | 14.7716 | 28.4663 | 1771.5833 | 30486.3334 | Estimated | 8.7004 | Partial | No | [24 empty] | 0 | 0 | [24 empty] | 0 | 0 | 0% | 0 | 0 | 0 | 0 | 0 | 0 | 0 | 0 | 0 | 0 | 0 | 0 | 0 | 0 | 0 | 0 | 0 | #VALUE! | 0 | 0 | 0 | 0 | 0 | 0 | 0 | #VALUE! | [8 empty] | 30486.3334 |  | 8.7004 | [9 empty] | N |  | N |  |  |  |  | 96.7632 | 296.2154 | 50.9956 | 182.1001 | 0.59946 | 0.84469 | 0.50576 | 0.58219 |  |  |  | 0 | 83917.3333
Mass Electric | NE South | South Shore | Mill Street 912 | Bridgewater | 07-912W75 | Bridgewater, Halifax, Hanson, Plympton | N | Mixed | 13.8 | 14.7716 | 57.2045 | 3046.0833 | 39364.2217 | Estimated | 11.2341 | Partial | No | [16 empty] | 193 | 193 | 4 | 4 |  |  |  |  | 197 | 197 | [16 empty] | 8978.624 | 8978.624 | 22.7 | 22.7 |  |  |  |  | 9001.324 | 9001.324 | 80.13% | 0 | 0 | 0 | 0 | 0 | 0 | 0 | 0 | 0 | 0 | 0 | 0 | 0 | 0 | 0 | 0 | 10539467.9962 | 10539467.9962 | 26646.168 | 26646.168 | 0 | 0 | 0 | 0 | 10566114.1642 | 10566114.1642 | [8 empty] | 39364.2217 |  | 11.2341 | [9 empty] | N |  | N |  |  |  |  | 174.6712 | 853.7576 | 145.3237 | -47.382 | 0.83353 | -0.22793 | 0.76787 | -0.50893 |  |  |  | 209259 | -207825.6667
Mass Electric | NE South | South Shore | Stoughton 913 | Stoughton | 07-913W17 | Stoughton | N | Mixed | 13.8 | 12.6682 | 14.1309 | 1348 | 17588.2693 | Estimated | 5.0195 | Partial | No | [16 empty] | 43 | 43 | [6 empty] | 43 | 43 | [16 empty] | 1395.501 | 1395.501 | [6 empty] | 1395.501 | 1395.501 | 27.8% | 0 | 0 | 0 | 0 | 0 | 0 | 0 | 0 | 0 | 0 | 0 | 0 | 0 | 0 | 0 | 0 | 1638094.8938 | 1638094.8938 | 0 | 0 | 0 | 0 | 0 | 0 | 1638094.8938 | 1638094.8938 | [8 empty] | 17588.2693 |  | 5.0195 | [9 empty] | N |  | N |  |  |  |  | 59.8457 | 1375.5819 | 59.747 | 72.8017 | 0.55045 | 1.1142 | 0.5497 | 0.71219 |  |  |  | 0 | 66986.3333
Mass Electric | NE South | South Shore | Stoughton 913 | Stoughton | 07-913W18 | Stoughton | N | OH | 13.8 | 10.1585 | 11.7723 | 1493.25 | 14321.8764 | Estimated | 4.0873 | Partial | No | [16 empty] | 54 | 54 | [6 empty] | 54 | 54 | [16 empty] | 335.96 | 335.96 | [6 empty] | 335.96 | 335.96 | 8.22% | 0 | 0 | 0 | 0 | 0 | 0 | 0 | 0 | 0 | 0 | 0 | 0 | 0 | 0 | 0 | 0 | 394363.2864 | 394363.2864 | 0 | 0 | 0 | 0 | 0 | 0 | 394363.2864 | 394363.2864 | [8 empty] | 14321.8764 |  | 4.0873 | [7 empty] | 4 | 4 | N |  | N |  |  |  |  | 46.4376 | 150.2651 | 46.4376 | 88.3543 | 0.30671 | 0.87054 | 0.30671 | 0.85267 |  |  |  | 45558 | 114063
Mass Electric | NE South | South Shore | Stoughton 913 | Stoughton | 07-913W43 | Sharon, Stoughton | N | Mixed | 13.8 | 13.4331 | 31.8939 | 2136.1667 | 23199.7647 | Estimated | 6.6209 | Partial | No | [16 empty] | 130 | 130 | 1 | 1 |  |  |  |  | 131 | 131 | [16 empty] | 880.425 | 880.425 | 10 | 10 |  |  |  |  | 890.425 | 890.425 | 13.45% | 0 | 0 | 0 | 0 | 0 | 0 | 0 | 0 | 0 | 0 | 0 | 0 | 0 | 0 | 0 | 0 | 1033478.082 | 1033478.082 | 11738.4 | 11738.4 | 0 | 0 | 0 | 0 | 1045216.482 | 1045216.482 | [8 empty] | 23199.7647 |  | 6.6209 | [7 empty] | 3 | -2 | N |  | N |  |  |  |  | 34.1546 | 1397.0109 | 34.1546 | 139.4827 | 0.31365 | 1.2415 | 0.31365 | 0.6265 |  |  |  | 0 | 38484
Mass Electric | NE South | South Shore | Stoughton 913 | Stoughton | 07-913W47 | Stoughton | N | OH | 13.8 | 14.5087 | 16.0676 | 1742.0833 | 22445.9817 | Estimated | 6.4058 | Partial | No | [16 empty] | 60 | 60 | [6 empty] | 60 | 60 | [16 empty] | 392.44 | 392.44 | [6 empty] | 392.44 | 392.44 | 6.126% | 0 | 0 | 0 | 0 | 0 | 0 | 0 | 0 | 0 | 0 | 0 | 0 | 0 | 0 | 0 | 0 | 460661.7696 | 460661.7696 | 0 | 0 | 0 | 0 | 0 | 0 | 460661.7696 | 460661.7696 | [8 empty] | 22445.9817 |  | 6.4058 | [7 empty] | 4 | 2 | N |  | N |  |  |  |  | 94.8984 | 470.2378 | 74.9821 | 229.4744 | 1.128 | 0.095559 | 1.0803 | -0.045502 |  |  |  | 77284 | 369334.6667
Mass Electric | NE South | South Shore | Stoughton 913 | Stoughton | 07-913W67 | Stoughton | N | Mixed | 13.8 | 13.4331 | 12.6951 | 745.9167 | 7872.8443 | Estimated | 2.2468 | Partial | No | [16 empty] | 73 | 73 | [6 empty] | 73 | 73 | [16 empty] | 513.37 | 513.37 | [6 empty] | 513.37 | 513.37 | 22.85% | 0 | 0 | 0 | 0 | 0 | 0 | 0 | 0 | 0 | 0 | 0 | 0 | 0 | 0 | 0 | 0 | 602614.2408 | 602614.2408 | 0 | 0 | 0 | 0 | 0 | 0 | 602614.2408 | 602614.2408 | [8 empty] | 7872.8443 |  | 2.2468 | [7 empty] | 2 | 2 | N |  | N |  |  |  |  | 9.5627 | 1219.0464 | 9.5627 | 78.8478 | 0.15149 | 0.76717 | 0.15149 | 0.42131 |  |  |  | 0 | 24682
Mass Electric | NE South | South Shore | Stoughton 913 | Stoughton | 07-913W69 | Canton, Stoughton | N | Mixed | 13.8 | 13.4331 | 31.5284 | 3524.5 | 30653.8407 | Estimated | 8.7482 | Partial | No | [12 empty] | 1 | 1 |  |  | 86 | 86 | 1 | 1 |  |  |  |  | 88 | 88 | [12 empty] | 1.2 | 1.2 |  |  | 1155.39 | 1155.39 | 0 | 0 |  |  |  |  | 1156.59 | 1156.59 | 13.22% | 0 | 0 | 0 | 0 | 0 | 0 | 0 | 0 | 0 | 0 | 0 | 0 | 6054.912 | 6054.912 | 0 | 0 | 1356242.9976 | 1356242.9976 | 0 | 0 | 0 | 0 | 0 | 0 | 1362297.9096 | 1362297.9096 | [8 empty] | 30653.8407 |  | 8.7482 | [9 empty] | N |  | N |  |  |  |  | 38.1365 | 179.5808 | 38.1365 | 141.5019 | 0.70819 | 0.86984 | 0.70819 | 0.79986 |  |  |  | 0 | 352672.3333
Mass Electric | NE South | South Shore | Scituate 915 | Scituate | 07-915W35 | Norwell, Scituate | N | Mixed | 13.8 | 14.5087 | 21.8328 | 838.75 | 18342.0522 | Estimated | 5.2346 | Partial | No | [16 empty] | 19 | 19 | 1 | 1 |  |  |  |  | 20 | 20 | [16 empty] | 157.17 | 157.17 | 0 | 0 |  |  |  |  | 157.17 | 157.17 | 3.003% | 0 | 0 | 0 | 0 | 0 | 0 | 0 | 0 | 0 | 0 | 0 | 0 | 0 | 0 | 0 | 0 | 184492.4328 | 184492.4328 | 0 | 0 | 0 | 0 | 0 | 0 | 184492.4328 | 184492.4328 | [8 empty] | 18342.0522 |  | 5.2346 | [7 empty] | 1 | -2 | N |  | N |  |  |  |  | 907.7139 | 520.4125 | 401.8909 | -215.5272 | 2.2903 | -1.1147 | 2.0757 | -1.2006 |  |  |  | 154192 | -148484.3333
Mass Electric | NE South | South Shore | Scituate 915 | Scituate | 07-915W36 | Norwell, Scituate | N | OH | 13.8 | 12.3097 | 37.2328 | 2925.5833 | 29816.3041 | Estimated | 8.5092 | Partial | No | [16 empty] | 77 | 77 | 3 | 3 | 2 | 2 |  |  | 82 | 82 | [16 empty] | 3423.92 | 3423.92 | 12.6 | 12.6 | 1503.5 | 1503.5 |  |  | 4940.02 | 4940.02 | 58.05% | 0 | 0 | 0 | 0 | 0 | 0 | 0 | 0 | 0 | 0 | 0 | 0 | 0 | 0 | 0 | 0 | 4019134.2528 | 4019134.2528 | 14790.384 | 14790.384 | 4925826.84 | 4925826.84 | 0 | 0 | 8959751.4768 | 8959751.4768 | [8 empty] | 29816.3041 |  | 8.5092 | [9 empty] | N |  | N |  |  |  |  | 1409.5777 | -1181.1132 | 33.9443 | 172.521 | 1.2486 | 0.20891 | 0.22457 | 1.2128 |  |  |  | 0 | 310424.6667
Mass Electric | NE South | South Shore | Scituate 915 | Scituate | 07-915W37 | Cohasset, Scituate | N | Mixed | 13.8 | 13.4331 | 26.9695 | 1593.6667 | 30151.3188 | Estimated | 8.6048 | Partial | No | [16 empty] | 19 | 19 | [6 empty] | 19 | 19 | [16 empty] | 394.29 | 394.29 | [6 empty] | 394.29 | 394.29 | 4.582% | 0 | 0 | 0 | 0 | 0 | 0 | 0 | 0 | 0 | 0 | 0 | 0 | 0 | 0 | 0 | 0 | 462833.3736 | 462833.3736 | 0 | 0 | 0 | 0 | 0 | 0 | 462833.3736 | 462833.3736 | [8 empty] | 30151.3188 |  | 8.6048 | [9 empty] | N |  | N |  |  |  |  | 623.1416 | -388.5893 | 44.2765 | 87.065 | 0.50136 | 0.64341 | 0.32692 | 0.78577 |  |  |  | 0 | 165527.3333
Mass Electric | NE South | South Shore | Scituate 915 | Scituate | 07-915W82 | Scituate | N | OH | 13.8 | 12.3097 | 32.1286 | 2274.8333 | 34506.5092 | Estimated | 9.8477 | Partial | No | [16 empty] | 60 | 60 | 2 | 2 |  |  |  |  | 62 | 62 | [16 empty] | 375.27 | 375.27 | 0 | 0 |  |  |  |  | 375.27 | 375.27 | 3.811% | 0 | 0 | 0 | 0 | 0 | 0 | 0 | 0 | 0 | 0 | 0 | 0 | 0 | 0 | 0 | 0 | 440506.9368 | 440506.9368 | 0 | 0 | 0 | 0 | 0 | 0 | 440506.9368 | 440506.9368 | [8 empty] | 34506.5092 |  | 9.8477 | [9 empty] | N |  | N |  |  |  |  | 1284.2611 | -571.0781 | 58.0966 | 69.3262 | 1.3856 | 0.31199 | 0.36222 | 0.99089 |  |  |  | 0 | 105761.3333
Mass Electric | NE South | South Shore | Dupont 91 | Brockton | 07-91W40 | Brockton | N | OH | 13.8 | 11.1385 | 12.3187 | 2102.0833 | 24874.838 | Estimated | 7.099 | Partial | No | [16 empty] | 51 | 51 | [6 empty] | 51 | 51 | [16 empty] | 818.88 | 818.88 | [6 empty] | 818.88 | 818.88 | 11.54% | 0 | 0 | 0 | 0 | 0 | 0 | 0 | 0 | 0 | 0 | 0 | 0 | 0 | 0 | 0 | 0 | 961234.0992 | 961234.0992 | 0 | 0 | 0 | 0 | 0 | 0 | 961234.0992 | 961234.0992 | [8 empty] | 24874.838 |  | 7.099 | [9 empty] | N |  | N |  |  |  |  | 35.2403 | 17.6069 | 32.3779 | 5.7789 | 0.23263 | -0.10475 | 0.18505 | -0.062938 |  |  |  | 0 | 5812.6667
Mass Electric | NE South | South Shore | Dupont 91 | Brockton | 07-91W41 | Brockton, East Bridgewater, Whitman | N | Mixed | 13.8 | 11.5926 | 13.3725 | 597.5833 | 18007.0376 | Estimated | 5.139 | Partial | No | [12 empty] | 1 | 1 |  |  | 35 | 35 | [6 empty] | 36 | 36 | [12 empty] | 60 | 60 |  |  | 6880.49 | 6880.49 | [6 empty] | 6940.49 | 6940.49 | 135.1% | 0 | 0 | 0 | 0 | 0 | 0 | 0 | 0 | 0 | 0 | 0 | 0 | 302745.6 | 302745.6 | 0 | 0 | 8076594.3816 | 8076594.3816 | 0 | 0 | 0 | 0 | 0 | 0 | 8379339.9816 | 8379339.9816 | [8 empty] | 18007.0376 |  | 5.139 | [9 empty] | N |  | N |  |  |  |  | 78.1565 | 493.7491 | 75.8304 | 39.5777 | 1.4793 | -0.21731 | 1.4709 | -0.38822 |  |  |  | 28656 | 31414.3333
Mass Electric | NE South | South Shore | Dupont 91 | Brockton | 07-91W42 | Brockton | N | OH | 13.8 | 11.3297 | 7.172 | 461.25 | 3350.1465 | Estimated | 0.95609 | Partial | No | [16 empty] | 33 | 33 | [6 empty] | 33 | 33 | [16 empty] | 204.86 | 204.86 | [6 empty] | 204.86 | 204.86 | 21.43% | 0 | 0 | 0 | 0 | 0 | 0 | 0 | 0 | 0 | 0 | 0 | 0 | 0 | 0 | 0 | 0 | 240472.8624 | 240472.8624 | 0 | 0 | 0 | 0 | 0 | 0 | 240472.8624 | 240472.8624 | [8 empty] | 3350.1465 |  | 0.95609 | [9 empty] | N |  | N |  |  |  |  | 101.5241 | -76.3759 | 101.5241 | -79.5116 | 0.61138 | -0.31145 | 0.61138 | -0.31304 |  |  |  | 0 | 0
Mass Electric | NE South | South Shore | Dupont 91 | Brockton | 07-91W43 | Brockton | N | OH | 13.8 | 12.4292 | 17.1328 | 3958.1667 | 23869.794 | Estimated | 6.8122 | Partial | No | [16 empty] | 90 | 90 | [6 empty] | 90 | 90 | [16 empty] | 546.49 | 546.49 | [6 empty] | 546.49 | 546.49 | 8.022% | 0 | 0 | 0 | 0 | 0 | 0 | 0 | 0 | 0 | 0 | 0 | 0 | 0 | 0 | 0 | 0 | 641491.8216 | 641491.8216 | 0 | 0 | 0 | 0 | 0 | 0 | 641491.8216 | 641491.8216 | [8 empty] | 23869.794 |  | 6.8122 | [9 empty] | N |  | N |  |  |  |  | 13.6498 | 42.3587 | 13.5997 | 30.6301 | 0.095246 | 0.65629 | 0.094993 | 0.65296 |  |  |  | 0 | 129546
Mass Electric | NE South | South Shore | Dupont 91 | Brockton | 07-91W46 | Brockton | N | OH | 13.8 | 11.6404 | 5.5782 | 340.4167 | 11314.857 | Metered | 5.0195 | Partial | No | [12 empty] | 1 | 1 |  |  | 14 | 14 | [6 empty] | 15 | 15 | [12 empty] | 125 | 125 |  |  | 573.04 | 573.04 | [6 empty] | 698.04 | 698.04 | 13.91% | 0 | 0 | 0 | 0 | 0 | 0 | 0 | 0 | 0 | 0 | 0 | 0 | 630720 | 630720 | 0 | 0 | 672657.2736 | 672657.2736 | 0 | 0 | 0 | 0 | 0 | 0 | 1303377.2736 | 1303377.2736 | [8 empty] | 11314.857 |  | 5.0195 | [9 empty] | N |  | N |  |  |  |  | 51.5075 | -25.8227 | 51.296 | -26.7598 | 0.34663 | -0.26067 | 0.3437 | -0.25871 |  |  |  | 0 | 3446.3333
Mass Electric | NE South | South Shore | Dupont 91 | Brockton | 07-91W47 | Brockton, Whitman | N | OH | 13.8 | 9.6804 | 16.646 | 1137.5833 | 29648.7968 | Estimated | 8.4614 | Partial | No | [16 empty] | 50 | 50 | [6 empty] | 50 | 50 | [16 empty] | 401.66 | 401.66 | [6 empty] | 401.66 | 401.66 | 4.747% | 0 | 0 | 0 | 0 | 0 | 0 | 0 | 0 | 0 | 0 | 0 | 0 | 0 | 0 | 0 | 0 | 471484.5744 | 471484.5744 | 0 | 0 | 0 | 0 | 0 | 0 | 471484.5744 | 471484.5744 | [8 empty] | 29648.7968 |  | 8.4614 | [9 empty] | N |  | N |  |  |  |  | 79.007 | 391.2303 | 79.007 | 97.6063 | 1.0496 | 0.0034405 | 1.0496 | -0.09135 |  |  |  | 74035 | 29647.6667
Mass Electric | NE South | South Shore | Dupont 91 | Brockton | 07-91W48 | Brockton | N | OH | 13.8 | 11.4014 | 17.5235 | 2138.1667 | 33417.7116 | Estimated | 9.537 | Partial | No | [16 empty] | 69 | 69 | [6 empty] | 69 | 69 | [16 empty] | 627.53 | 627.53 | [6 empty] | 627.53 | 627.53 | 6.58% | 0 | 0 | 0 | 0 | 0 | 0 | 0 | 0 | 0 | 0 | 0 | 0 | 0 | 0 | 0 | 0 | 736619.8152 | 736619.8152 | 0 | 0 | 0 | 0 | 0 | 0 | 736619.8152 | 736619.8152 | [8 empty] | 33417.7116 |  | 9.537 | [9 empty] | N |  | N |  |  |  |  | 125.7054 | 324.8245 | 121.8787 | -57.7823 | 2.8501 | -1.9217 | 2.8071 | -2.1144 |  |  |  | 242468 | -195856
Mass Electric | NE South | South Shore | Dupont 91 | Brockton | 07-91W49 | Brockton, West Bridgewater | N | OH | 13.8 | 12.0946 | 29.9678 | 4865.5 | 30905.1017 | Estimated | 8.8199 | Partial | No | [16 empty] | 194 | 194 | [6 empty] | 194 | 194 | [16 empty] | 1092.65 | 1092.65 | [6 empty] | 1092.65 | 1092.65 | 12.39% | 0 | 0 | 0 | 0 | 0 | 0 | 0 | 0 | 0 | 0 | 0 | 0 | 0 | 0 | 0 | 0 | 1282596.276 | 1282596.276 | 0 | 0 | 0 | 0 | 0 | 0 | 1282596.276 | 1282596.276 | [8 empty] | 30905.1017 |  | 8.8199 | [9 empty] | N |  | N |  |  |  |  | 25.3941 | 41.0415 | 15.3859 | -0.9818 | 0.2639 | -0.082316 | 0.25362 | -0.091266 |  |  |  | 17828 | -2670
Mass Electric | NE South | South Shore | Easton 92 | Easton | 07-92W43 | Easton, Stoughton | N | Mixed | 13.8 | 10.1585 | 27.8248 | 1955.6667 | 24456.0697 | Estimated | 6.9795 | Partial | No | [16 empty] | 51 | 51 | 2 | 2 |  |  |  |  | 53 | 53 | [16 empty] | 901.92 | 901.92 | 15.2 | 15.2 |  |  |  |  | 917.12 | 917.12 | 13.14% | 0 | 0 | 0 | 0 | 0 | 0 | 0 | 0 | 0 | 0 | 0 | 0 | 0 | 0 | 0 | 0 | 1058709.7728 | 1058709.7728 | 17842.368 | 17842.368 | 0 | 0 | 0 | 0 | 1076552.1408 | 1076552.1408 | [8 empty] | 24456.0697 |  | 6.9795 | [9 empty] | N |  | N |  |  |  |  | 320.4953 | 1237.6206 | 319.2533 | -70.9737 | 1.8173 | -0.029378 | 1.8065 | -0.39682 |  |  |  | 155729 | 8750
Mass Electric | NE South | South Shore | Easton 92 | Easton | 07-92W44 | Brockton, Easton, West Bridgewater | N | OH | 13.8 | 13.4331 | 23.4693 | 1628.4167 | 23869.794 | Estimated | 6.8122 | Partial | No | [16 empty] | 38 | 38 | [6 empty] | 38 | 38 | [16 empty] | 1060.18 | 1060.18 | [6 empty] | 1060.18 | 1060.18 | 15.56% | 0 | 0 | 0 | 0 | 0 | 0 | 0 | 0 | 0 | 0 | 0 | 0 | 0 | 0 | 0 | 0 | 1244481.6912 | 1244481.6912 | 0 | 0 | 0 | 0 | 0 | 0 | 1244481.6912 | 1244481.6912 | [8 empty] | 23869.794 |  | 6.8122 | [9 empty] | N |  | N |  |  |  |  | 96.5508 | 641.2608 | 96.5508 | 110.1959 | 0.44338 | 0.21844 | 0.44338 | 0.10658 |  |  |  | 234 | 184630
Mass Electric | NE South | South Shore | Easton 92 | Easton | 07-92W54 | Easton, West Bridgewater | N | Mixed | 13.8 | 10.1585 | 33.5312 | 2273.0833 | 21859.7061 | Estimated | 6.2385 | Partial | No | [12 empty] | 2 | 2 |  |  | 56 | 56 | [6 empty] | 58 | 58 | [12 empty] | 251.2 | 251.2 |  |  | 5262.79 | 5262.79 | [6 empty] | 5513.99 | 5513.99 | 88.39% | 0 | 0 | 0 | 0 | 0 | 0 | 0 | 0 | 0 | 0 | 0 | 0 | 1267494.912 | 1267494.912 | 0 | 0 | 6177673.4136 | 6177673.4136 | 0 | 0 | 0 | 0 | 0 | 0 | 7445168.3256 | 7445168.3256 | [8 empty] | 21859.7061 |  | 6.2385 | [9 empty] | N |  | N |  |  |  |  | 55.2135 | 1413.1298 | 55.2135 | 77.8517 | 0.16013 | 1.0987 | 0.16013 | 0.743 |  |  |  | 18643 | 35784
Mass Electric | NE South | South Shore | Easton 92 | Easton | 07-92W78 | Easton, Sharon, Stoughton | N | Mixed | 13.8 | 12.4292 | 40.2661 | 2083.5 | 38526.6851 | Estimated | 10.9951 | Partial | No | [16 empty] | 86 | 86 | 2 | 2 |  |  | 1 | 1 | 89 | 89 | [16 empty] | 662.43 | 662.43 | 14.2 | 14.2 |  |  | 0 | 0 | 676.63 | 676.63 | 6.154% | 0 | 0 | 0 | 0 | 0 | 0 | 0 | 0 | 0 | 0 | 0 | 0 | 0 | 0 | 0 | 0 | 777586.8312 | 777586.8312 | 16668.528 | 16668.528 | 0 | 0 | 0 | 0 | 794255.3592 | 794255.3592 | [8 empty] | 38526.6851 |  | 10.9951 | [9 empty] | N |  | N |  |  |  |  | 445.6463 | 1433.2108 | 445.6463 | -79.6646 | 2.2261 | 0.50528 | 2.2261 | -0.32878 |  |  |  | 723423 | -494066
Mass Electric | NE South | South Shore | Easton 92 | Easton | 07-92W79 | Easton | N | Mixed | 13.8 | 12.4292 | 23.8956 | 1549.5 | 20938.4158 | Estimated | 5.9756 | Partial | No | [16 empty] | 27 | 27 | 1 | 1 |  |  |  |  | 28 | 28 | [16 empty] | 2685.11 | 2685.11 | 10 | 10 |  |  |  |  | 2695.11 | 2695.11 | 45.1% | 0 | 0 | 0 | 0 | 0 | 0 | 0 | 0 | 0 | 0 | 0 | 0 | 0 | 0 | 0 | 0 | 3151889.5224 | 3151889.5224 | 11738.4 | 11738.4 | 0 | 0 | 0 | 0 | 3163627.9224 | 3163627.9224 | [8 empty] | 20938.4158 |  | 5.9756 | [9 empty] | N |  | N |  |  |  |  | 27.1236 | 735.138 | 23.7051 | 153.0508 | 0.20071 | 0.57571 | 0.17425 | 0.31054 |  |  |  | 0 | 103411.3333
Mass Electric | NE South | South Shore | Plymouth 93 | Abington | 07-93W40 | Abington, Hanover, Rockland | N | Mixed | 13.8 | 11.8316 | 26.936 | 2028.5 | 22445.9817 | Estimated | 6.4058 | Partial | No | [16 empty] | 94 | 94 | [6 empty] | 94 | 94 | [16 empty] | 2595.34 | 2595.34 | [6 empty] | 2595.34 | 2595.34 | 40.52% | 0 | 0 | 0 | 0 | 0 | 0 | 0 | 0 | 0 | 0 | 0 | 0 | 0 | 0 | 0 | 0 | 3046513.9056 | 3046513.9056 | 0 | 0 | 0 | 0 | 0 | 0 | 3046513.9056 | 3046513.9056 | [8 empty] | 22445.9817 |  | 6.4058 | [9 empty] | N |  | N |  |  |  |  | 4.7838 | 1365.7252 | 3.8822 | 146.6276 | 0.065566 | 1.2551 | 0.065073 | 1.1687 |  |  |  | 0 | 107113.3333
Mass Electric | NE South | South Shore | Plymouth 93 | Abington | 07-93W41 | Abington, Rockland | N | Mixed | 13.8 | 11.8316 | 10.0491 | 842.8333 | 26717.4186 | Estimated | 7.6248 | Partial | No | [16 empty] | 29 | 29 | [6 empty] | 29 | 29 | [16 empty] | 610.56 | 610.56 | [6 empty] | 610.56 | 610.56 | 8.008% | 0 | 0 | 0 | 0 | 0 | 0 | 0 | 0 | 0 | 0 | 0 | 0 | 0 | 0 | 0 | 0 | 716699.7504 | 716699.7504 | 0 | 0 | 0 | 0 | 0 | 0 | 716699.7504 | 716699.7504 | [8 empty] | 26717.4186 |  | 7.6248 | [9 empty] | N |  | N |  |  |  |  | 18.6739 | 87.5581 | 6.35 | 61.0749 | 0.048645 | 0.68959 | 0.033221 | 0.43046 |  |  |  | 0 | 24646.6667
Mass Electric | NE South | South Shore | Plymouth 93 | Abington | 07-93W42 | Abington, Brockton, Whitman | N | OH | 13.8 | 11.8316 | 38.3616 | 3444.75 | 35511.5532 | Estimated | 10.1346 | Partial | No | [16 empty] | 111 | 110 | [6 empty] | 111 | 110 | [16 empty] | 2119.44 | 1119.44 | [6 empty] | 2119.44 | 1119.44 | 20.91% | 0 | 0 | 0 | 0 | 0 | 0 | 0 | 0 | 0 | 0 | 0 | 0 | 0 | 0 | 0 | 0 | 2487883.4496 | 1314043.4496 | 0 | 0 | 0 | 0 | 0 | 0 | 2487883.4496 | 1314043.4496 | [8 empty] | 35511.5532 |  | 10.1346 | [9 empty] | N |  | N |  |  |  |  | 133.1658 | 79.1519 | 103.7567 | -19.6989 | 1.2982 | 0.1082 | 1.2085 | 0.10351 |  |  |  | 305751 | -176833.6667
Mass Electric | NE South | South Shore | Plymouth 93 | Abington | 07-93W43 | Abington, East Bridgewater, Hanson, Rockland, Whitman | N | OH | 13.8 | 11.8316 | 41.1831 | 3931.5 | 36600.3508 | Estimated | 10.4453 | Partial | No | [16 empty] | 123 | 123 | 1 | 1 |  |  |  |  | 124 | 124 | [16 empty] | 847.45 | 847.45 | 6 | 6 |  |  |  |  | 853.45 | 853.45 | 8.171% | 0 | 0 | 0 | 0 | 0 | 0 | 0 | 0 | 0 | 0 | 0 | 0 | 0 | 0 | 0 | 0 | 994770.708 | 994770.708 | 7043.04 | 7043.04 | 0 | 0 | 0 | 0 | 1001813.748 | 1001813.748 | [8 empty] | 36600.3508 |  | 10.4453 | [9 empty] | N |  | N |  |  |  |  | 67.1845 | 293.4556 | 61.5966 | 86.9495 | 0.41638 | 1.259 | 0.38815 | 1.2125 |  |  |  | 147186 | 211571.6667
Mass Electric | NE South | South Shore | Parkview 94 | Stoughton | 07-94W40 | Brockton, Stoughton | N | OH | 13.8 | 12.238 | 13.2275 | 1521.5833 | 24707.3306 | Estimated | 7.0512 | Partial | No | [16 empty] | 50 | 50 | [6 empty] | 50 | 50 | [16 empty] | 356.03 | 356.03 | [6 empty] | 356.03 | 356.03 | 5.049% | 0 | 0 | 0 | 0 | 0 | 0 | 0 | 0 | 0 | 0 | 0 | 0 | 0 | 0 | 0 | 0 | 417922.2552 | 417922.2552 | 0 | 0 | 0 | 0 | 0 | 0 | 417922.2552 | 417922.2552 | [8 empty] | 24707.3306 |  | 7.0512 | [9 empty] | N |  | N |  |  |  |  | 21.7307 | 135.7863 | 21.6492 | -1.0299 | 0.11238 | 0.12887 | 0.11173 | 0.11353 |  |  |  | 0 | 13435
Mass Electric | NE South | South Shore | Parkview 94 | Stoughton | 07-94W41 | Avon, Brockton, Stoughton | N | Mixed | 13.8 | 12.238 | 17.1741 | 2273.3333 | 33166.4506 | Estimated | 9.4653 | Partial | No | [16 empty] | 6 | 6 | [6 empty] | 6 | 6 | [16 empty] | 1293.6 | 1293.6 | [6 empty] | 1293.6 | 1293.6 | 13.67% | 0 | 0 | 0 | 0 | 0 | 0 | 0 | 0 | 0 | 0 | 0 | 0 | 0 | 0 | 0 | 0 | 1518479.424 | 1518479.424 | 0 | 0 | 0 | 0 | 0 | 0 | 1518479.424 | 1518479.424 | [8 empty] | 33166.4506 |  | 9.4653 | [9 empty] | N |  | N |  |  |  |  | 40.9161 | 532.0541 | 32.8232 | 392.2577 | 1.0465 | -0.24025 | 1.0021 | -0.5338 |  |  |  | 60935 | 454762
Mass Electric | NE South | South Shore | Parkview 94 | Stoughton | 07-94W42 | Avon, Stoughton | N | OH | 13.8 | 11.5926 | 6.1125 | 30 | 6532.7857 | Estimated | 1.8644 | Partial | No | [16 empty] | 2 | 2 | [6 empty] | 2 | 2 | [16 empty] | 2057 | 2057 | [6 empty] | 2057 | 2057 | 110.3% | 0 | 0 | 0 | 0 | 0 | 0 | 0 | 0 | 0 | 0 | 0 | 0 | 0 | 0 | 0 | 0 | 2414588.88 | 2414588.88 | 0 | 0 | 0 | 0 | 0 | 0 | 2414588.88 | 2414588.88 | [8 empty] | 6532.7857 |  | 1.8644 | [9 empty] | N |  | N |  |  |  |  | 11.2667 | 149.9915 | 11.2667 | 113.2559 | 1.9333 | -1.1835 | 1.9333 | -1.2295 |  |  |  | 338 | 7996.6667
Mass Electric | NE South | South Shore | Parkview 94 | Stoughton | 07-94W43 | Brockton, Easton, Stoughton | N | Mixed | 13.8 | 10.9712 | 19.0089 | 1199.1667 | 23702.2867 | Estimated | 6.7644 | Partial | No | [16 empty] | 54 | 54 | [6 empty] | 54 | 54 | [16 empty] | 407.86 | 407.86 | [6 empty] | 407.86 | 407.86 | 6.03% | 0 | 0 | 0 | 0 | 0 | 0 | 0 | 0 | 0 | 0 | 0 | 0 | 0 | 0 | 0 | 0 | 478762.3824 | 478762.3824 | 0 | 0 | 0 | 0 | 0 | 0 | 478762.3824 | 478762.3824 | [8 empty] | 23702.2867 |  | 6.7644 | [9 empty] | N |  | N |  |  |  |  | 16.3005 | 578.643 | 11.6247 | 34.3577 | 0.21682 | 0.61503 | 0.19931 | 0.42838 |  |  |  | 0 | 50559
Mass Electric | NE South | South Shore | Parkview 94 | Stoughton | 07-94W44 | Stoughton | N | Mixed | 13.8 | 11.5926 | 13.215 | 769.75 | 18342.0522 | Estimated | 5.2346 | Partial | No | [16 empty] | 61 | 61 | [6 empty] | 61 | 61 | [16 empty] | 593.84 | 593.84 | [6 empty] | 593.84 | 593.84 | 11.34% | 0 | 0 | 0 | 0 | 0 | 0 | 0 | 0 | 0 | 0 | 0 | 0 | 0 | 0 | 0 | 0 | 697073.1456 | 697073.1456 | 0 | 0 | 0 | 0 | 0 | 0 | 697073.1456 | 697073.1456 | [8 empty] | 18342.0522 |  | 5.2346 | [9 empty] | N |  | N |  |  |  |  | 4.5274 | 1312.1643 | 4.1754 | 293.5348 | 0.041572 | 2.4391 | 0.040273 | 2.0966 |  |  |  | 0 | 278444.6667
Mass Electric | NE South | South Shore | Phillips Lane 95 | Hanover | 07-95W1 | Hanover, Norwell | N | Mixed | 13.8 | 13.6243 | 22.1371 | 1150.1667 | 35260.2922 | Estimated | 10.0629 | Partial | No | [16 empty] | 24 | 24 | [6 empty] | 24 | 24 | [16 empty] | 906.4 | 906.4 | [6 empty] | 906.4 | 906.4 | 9.007% | 0 | 0 | 0 | 0 | 0 | 0 | 0 | 0 | 0 | 0 | 0 | 0 | 0 | 0 | 0 | 0 | 1063968.576 | 1063968.576 | 0 | 0 | 0 | 0 | 0 | 0 | 1063968.576 | 1063968.576 | [8 empty] | 35260.2922 |  | 10.0629 | [9 empty] | N |  | N |  |  |  |  | 1302.9338 | -979.2299 | 49.4633 | 59.0532 | 1.7876 | -1.4744 | 0.77032 | -0.5401 |  |  |  | 26055 | -20621
Mass Electric | NE South | South Shore | Phillips Lane 95 | Hanover | 07-95W2 | Hanover, Hanson, Pembroke | N | OH | 13.8 | 12.6682 | 44.9568 | 2493.4167 | 18446.415 | Metered | 8.8439 | Partial | No | [16 empty] | 89 | 89 | [6 empty] | 89 | 89 | [16 empty] | 648.14 | 648.14 | [6 empty] | 648.14 | 648.14 | 7.329% | 0 | 0 | 0 | 0 | 0 | 0 | 0 | 0 | 0 | 0 | 0 | 0 | 0 | 0 | 0 | 0 | 760812.6576 | 760812.6576 | 0 | 0 | 0 | 0 | 0 | 0 | 760812.6576 | 760812.6576 | [8 empty] | 18446.415 |  | 8.8439 | [9 empty] | N |  | N |  |  |  |  | 1080.8414 | -213.8102 | 247.9385 | -89.0549 | 2.0073 | -0.64049 | 1.064 | -0.054216 |  |  |  | 288385 | -203399.3333
Mass Electric | NE South | South Shore | Phillips Lane 95 | Hanover | 07-95W3 | Hanover, Hanson, Pembroke | N | Mixed | 13.8 | 12.3097 | 43.2044 | 2336.1667 | 18202.624 | Metered | 8.1985 | Partial | No | [16 empty] | 79 | 79 | [6 empty] | 79 | 79 | [16 empty] | 514.29 | 514.29 | [6 empty] | 514.29 | 514.29 | 6.273% | 0 | 0 | 0 | 0 | 0 | 0 | 0 | 0 | 0 | 0 | 0 | 0 | 0 | 0 | 0 | 0 | 603694.1736 | 603694.1736 | 0 | 0 | 0 | 0 | 0 | 0 | 603694.1736 | 603694.1736 | [8 empty] | 18202.624 |  | 8.1985 | [9 empty] | N |  | N |  |  |  |  | 575.3494 | 1351.6004 | 240.1759 | 315.5318 | 2.1634 | 0.89171 | 1.8244 | 0.61386 |  |  |  | 282690 | 911720.3333
Mass Electric | NE South | South Shore | Phillips Lane 95 | Hanover | 07-95W4 | Hanover, Norwell, Rockland | N | Mixed | 13.8 | 12.6682 | 23.1765 | 1224.4167 | 18694.387 | Metered | 8.1268 | Partial | No | [16 empty] | 49 | 49 | [6 empty] | 49 | 49 | [16 empty] | 600.05 | 600.05 | [6 empty] | 600.05 | 600.05 | 7.384% | 0 | 0 | 0 | 0 | 0 | 0 | 0 | 0 | 0 | 0 | 0 | 0 | 0 | 0 | 0 | 0 | 704362.692 | 704362.692 | 0 | 0 | 0 | 0 | 0 | 0 | 704362.692 | 704362.692 | [8 empty] | 18694.387 |  | 8.1268 | [9 empty] | N |  | N |  |  |  |  | 1358.6217 | -1274.1995 | 54.0829 | -3.4796 | 1.1222 | -0.25657 | 0.16579 | 0.35694 |  |  |  | 18516 | 20833.6667
Mass Electric | NE South | South Shore | Phillips Lane 95 | Hanover | 07-95W5 | Hanover, Norwell | N | Mixed | 13.8 | 12.6682 | 32.9962 | 1799.0833 | 38962.136 | Metered | 10.0868 | Partial | No | [16 empty] | 38 | 38 | [6 empty] | 38 | 38 | [16 empty] | 680.44 | 680.44 | [6 empty] | 680.44 | 680.44 | 6.746% | 0 | 0 | 0 | 0 | 0 | 0 | 0 | 0 | 0 | 0 | 0 | 0 | 0 | 0 | 0 | 0 | 798727.6896 | 798727.6896 | 0 | 0 | 0 | 0 | 0 | 0 | 798727.6896 | 798727.6896 | [8 empty] | 38962.136 |  | 10.0868 | [9 empty] | N |  | N |  |  |  |  | 2027.8366 | -1706.2264 | 95.9655 | 112.4199 | 1.219 | -0.17658 | 0.29737 | 0.71007 |  |  |  | 61911 | -40549.6667
Mass Electric | NE South | South Shore | Norwell 96 | Norwell | 07-96W40 | Cohasset, Norwell, Rockland, Scituate | N | Mixed | 13.8 | 11.8316 | 28.0189 | 1115.5833 | 24288.5623 | Estimated | 6.9317 | Partial | No | [16 empty] | 29 | 29 | [6 empty] | 29 | 29 | [16 empty] | 1065.48 | 1065.48 | [6 empty] | 1065.48 | 1065.48 | 15.37% | 0 | 0 | 0 | 0 | 0 | 0 | 0 | 0 | 0 | 0 | 0 | 0 | 0 | 0 | 0 | 0 | 1250703.0432 | 1250703.0432 | 0 | 0 | 0 | 0 | 0 | 0 | 1250703.0432 | 1250703.0432 | [8 empty] | 24288.5623 |  | 6.9317 | [9 empty] | N |  | N |  |  |  |  | 1107.3597 | -689.5266 | 321.1647 | 80.7532 | 3.5103 | -1.5788 | 2.4947 | -0.57259 |  |  |  | 259822 | 81070
Mass Electric | NE South | South Shore | Norwell 96 | Norwell | 07-96W41 | Cohasset, Hingham, Norwell, Scituate | N | OH | 13.8 | 11.8316 | 32.7843 | 1653 | 33836.4799 | Estimated | 9.6565 | Partial | No | [16 empty] | 28 | 28 | 1 | 1 |  |  |  |  | 29 | 29 | [16 empty] | 633.03 | 633.03 | 17.5 | 17.5 |  |  |  |  | 650.53 | 650.53 | 6.737% | 0 | 0 | 0 | 0 | 0 | 0 | 0 | 0 | 0 | 0 | 0 | 0 | 0 | 0 | 0 | 0 | 743075.9352 | 743075.9352 | 20542.2 | 20542.2 | 0 | 0 | 0 | 0 | 763618.1352 | 763618.1352 | [8 empty] | 33836.4799 |  | 9.6565 | [9 empty] | N |  | N |  |  |  |  | 2170.8318 | -841.6639 | 82.7338 | 497.39 | 1.6836 | 0.9009 | 0.67695 | 1.5938 |  |  |  | 0 | 810510
Mass Electric | NE South | South Shore | Norwell 96 | Norwell | 07-96W42 | Norwell, Scituate | N | OH | 13.8 | 11.8316 | 1.5805 | 3 | 0 | Estimated | 0 | Partial | No | [24 empty] | 0 | 0 | [24 empty] | 0 | 0 | 0% | 0 | 0 | 0 | 0 | 0 | 0 | 0 | 0 | 0 | 0 | 0 | 0 | 0 | 0 | 0 | 0 | 0 | #VALUE! | 0 | 0 | 0 | 0 | 0 | 0 | 0 | #VALUE! | [8 empty] | 0 |  | 0 | [9 empty] | N |  | N |  |  |  |  | 0 | 923.3333 | 0 | 923.3333 | 0 | 0.33333 | 0 | 0.33333 |  |  |  | 0 | 19
Mass Electric | NE South | South Shore | Norwell 96 | Norwell | 07-96W43 | Norwell, Scituate | N | OH | 13.8 | 11.8316 | 40.1983 | 1439.25 | 21357.1841 | Estimated | 6.0951 | Partial | No | [16 empty] | 46 | 46 | 2 | 2 |  |  |  |  | 48 | 48 | [16 empty] | 428.26 | 428.26 | 17.6 | 17.6 |  |  |  |  | 445.86 | 445.86 | 7.315% | 0 | 0 | 0 | 0 | 0 | 0 | 0 | 0 | 0 | 0 | 0 | 0 | 0 | 0 | 0 | 0 | 502708.7184 | 502708.7184 | 20659.584 | 20659.584 | 0 | 0 | 0 | 0 | 523368.3024 | 523368.3024 | [8 empty] | 21357.1841 |  | 6.0951 | [9 empty] | N |  | N |  |  |  |  | 2075.7283 | 662.3516 | 166.3922 | 480.4522 | 1.819 | 0.41612 | 0.70731 | 0.78336 |  |  |  | 0 | 761454
Mass Electric | NE South | South Shore | Norwell 96 | Norwell | 07-96W44 | Hanover, Norwell | N | OH | 13.8 | 15.2497 | 26.8968 | 1384.25 | 23869.794 | Estimated | 6.8122 | Partial | No | [16 empty] | 25 | 25 | [6 empty] | 25 | 25 | [16 empty] | 202.99 | 202.99 | [6 empty] | 202.99 | 202.99 | 2.98% | 0 | 0 | 0 | 0 | 0 | 0 | 0 | 0 | 0 | 0 | 0 | 0 | 0 | 0 | 0 | 0 | 238277.7816 | 238277.7816 | 0 | 0 | 0 | 0 | 0 | 0 | 238277.7816 | 238277.7816 | [8 empty] | 23869.794 |  | 6.8122 | [9 empty] | N |  | N |  |  |  |  | 969.7056 | 507.902 | 91.5868 | 88.1151 | 2.311 | -0.7673 | 1.2982 | -0.14983 |  |  |  | 67802 | 23845.6667
Mass Electric | NE South | South Shore | South Randolph 97 | Randolph | 07-97W1 | Randolph | N | OH | 13.8 | 12.955 | 16.6413 | 1957.0833 | 15216.05 | Metered | 5.0195 | Partial | No | [12 empty] | 1 | 1 |  |  | 139 | 139 | 2 | 2 |  |  |  |  | 142 | 142 | [12 empty] | 1.2 | 1.2 |  |  | 997.25 | 997.25 | 15.2 | 15.2 |  |  |  |  | 1013.65 | 1013.65 | 20.19% | 0 | 0 | 0 | 0 | 0 | 0 | 0 | 0 | 0 | 0 | 0 | 0 | 6054.912 | 6054.912 | 0 | 0 | 1170611.94 | 1170611.94 | 17842.368 | 17842.368 | 0 | 0 | 0 | 0 | 1194509.22 | 1194509.22 | [8 empty] | 15216.05 |  | 5.0195 | [9 empty] | N |  | N |  |  |  |  | 37.0245 | 158.4923 | 28.848 | 11.4092 | 0.32293 | 0.26853 | 0.25855 | 0.21435 |  |  |  | 0 | 53616
Mass Electric | NE South | South Shore | South Randolph 97 | Randolph | 07-97W2 | Canton, Randolph | N | OH | 13.8 | 12.3097 | 27.107 | 3700.4167 | 32998.9433 | Estimated | 9.4175 | Partial | No | [16 empty] | 187 | 187 | 1 | 1 |  |  |  |  | 188 | 188 | [16 empty] | 5042.99 | 5042.99 | 0 | 0 |  |  |  |  | 5042.99 | 5042.99 | 53.55% | 0 | 0 | 0 | 0 | 0 | 0 | 0 | 0 | 0 | 0 | 0 | 0 | 0 | 0 | 0 | 0 | 5919663.3816 | 5919663.3816 | 0 | 0 | 0 | 0 | 0 | 0 | 5919663.3816 | 5919663.3816 | [8 empty] | 32998.9433 |  | 9.4175 | [9 empty] | N |  | N |  |  |  |  | 209.1283 | 195.7548 | 207.6045 | -168.4202 | 1.6133 | -0.911 | 1.6063 | -1.225 |  |  |  | 451675 | -362880.3333
Mass Electric | NE South | South Shore | South Randolph 97 | Randolph | 07-97W3 | Holbrook, Randolph | N | OH | 13.8 | 12.9072 | 17.4019 | 1693 | 9153.647 | Metered | 5.7126 | Partial | No | [16 empty] | 129 | 129 | [6 empty] | 129 | 129 | [16 empty] | 815.12 | 815.12 | [6 empty] | 815.12 | 815.12 | 14.27% | 0 | 0 | 0 | 0 | 0 | 0 | 0 | 0 | 0 | 0 | 0 | 0 | 0 | 0 | 0 | 0 | 956820.4608 | 956820.4608 | 0 | 0 | 0 | 0 | 0 | 0 | 956820.4608 | 956820.4608 | [8 empty] | 9153.647 |  | 5.7126 | [9 empty] | N |  | N |  |  |  |  | 89.3036 | 598.6821 | 89.3036 | -51.2473 | 1.1914 | -0.49202 | 1.1914 | -0.68264 |  |  |  | 119940 | -86762.3333
Mass Electric | NE South | South Shore | South Randolph 97 | Randolph | 07-97W4 | Randolph | N | Mixed | 13.8 | 10.756 | 10.6019 | 1311.0833 | 17823.49 | Metered | 4.159 | Partial | No | [16 empty] | 41 | 41 | [6 empty] | 41 | 41 | [16 empty] | 292.535 | 292.535 | [6 empty] | 292.535 | 292.535 | 7.034% | 0 | 0 | 0 | 0 | 0 | 0 | 0 | 0 | 0 | 0 | 0 | 0 | 0 | 0 | 0 | 0 | 343389.2844 | 343389.2844 | 0 | 0 | 0 | 0 | 0 | 0 | 343389.2844 | 343389.2844 | [8 empty] | 17823.49 |  | 4.159 | [9 empty] | N |  | N |  |  |  |  | 19.9675 | 57.2119 | 19.9675 | 54.3661 | 0.2189 | 0.71102 | 0.2189 | 0.70388 |  |  |  | 0 | 60622.3333
Mass Electric | NE South | South Shore | South Randolph 97 | Randolph | 07-97W5 | Avon, Randolph | N | Mixed | 13.8 | 12.6682 | 9.7275 | 815.3333 | 7440.862 | Metered | 2.6532 | Partial | No | [16 empty] | 64 | 64 | [6 empty] | 64 | 64 | [16 empty] | 361.555 | 361.555 | [6 empty] | 361.555 | 361.555 | 13.63% | 0 | 0 | 0 | 0 | 0 | 0 | 0 | 0 | 0 | 0 | 0 | 0 | 0 | 0 | 0 | 0 | 424407.7212 | 424407.7212 | 0 | 0 | 0 | 0 | 0 | 0 | 424407.7212 | 424407.7212 | [8 empty] | 7440.862 |  | 2.6532 | [9 empty] | N |  | N |  |  |  |  | 117.6047 | -57.6924 | 117.4992 | -79.983 | 1.0818 | -0.68844 | 1.0805 | -0.70876 |  |  |  | 89980 | -89497.3333
Mass Electric | NE South | South Shore | Belmont 98 | Brockton | 07-98W10 | Brockton | N | OH | 13.8 | 13.4331 | 10.485 | 1050.8333 | 15745.6887 | Estimated | 4.4936 | Partial | No | [16 empty] | 43 | 43 | [6 empty] | 43 | 43 | [16 empty] | 293.43 | 293.43 | [6 empty] | 293.43 | 293.43 | 6.53% | 0 | 0 | 0 | 0 | 0 | 0 | 0 | 0 | 0 | 0 | 0 | 0 | 0 | 0 | 0 | 0 | 344439.8712 | 344439.8712 | 0 | 0 | 0 | 0 | 0 | 0 | 344439.8712 | 344439.8712 | [8 empty] | 15745.6887 |  | 4.4936 | [9 empty] | N |  | N |  |  |  |  | 37.2124 | 867.8966 | 37.2124 | -25.2431 | 0.24076 | 0.36657 | 0.24076 | -0.00038799 |  |  |  | 2873 | 3441
Mass Electric | NE South | South Shore | Belmont 98 | Brockton | 07-98W19 | Brockton, West Bridgewater | N | OH | 13.8 | 14.4609 | 4.6936 | 53.9167 | 21608.4451 | Estimated | 6.1668 | Partial | No | [16 empty] | 2 | 2 | [6 empty] | 2 | 2 | [16 empty] | 652 | 652 | [6 empty] | 652 | 652 | 10.57% | 0 | 0 | 0 | 0 | 0 | 0 | 0 | 0 | 0 | 0 | 0 | 0 | 0 | 0 | 0 | 0 | 765343.68 | 765343.68 | 0 | 0 | 0 | 0 | 0 | 0 | 765343.68 | 765343.68 | [8 empty] | 21608.4451 |  | 6.1668 | [9 empty] | N |  | N |  |  |  |  | 0 | 583.6984 | 0 | 19.8201 | 0 | 1.0268 | 0 | 0.69342 |  |  |  | 0 | 902
Mass Electric | NE South | South Shore | Belmont 98 | Brockton | 07-98W44 | Brockton, West Bridgewater | N | Mixed | 13.8 | 12.3097 | 11.2072 | 416.75 | 24874.838 | Estimated | 7.099 | Partial | No | [16 empty] | 21 | 21 | 1 | 1 |  |  |  |  | 22 | 22 | [16 empty] | 4443.14 | 4443.14 | 3.8 | 3.8 |  |  |  |  | 4446.94 | 4446.94 | 62.64% | 0 | 0 | 0 | 0 | 0 | 0 | 0 | 0 | 0 | 0 | 0 | 0 | 0 | 0 | 0 | 0 | 5215535.4576 | 5215535.4576 | 4460.592 | 4460.592 | 0 | 0 | 0 | 0 | 5219996.0496 | 5219996.0496 | [8 empty] | 24874.838 |  | 7.099 | [9 empty] | N |  | N |  |  |  |  | 33.1302 | 101.6734 | 33.1302 | 89.2644 | 1.231 | -0.6459 | 1.231 | -0.65496 |  |  |  | 8792 | 17641.6667
Mass Electric | NE South | South Shore | Belmont 98 | Brockton | 07-98W46 | Brockton, Easton, Stoughton | N | OH | 13.8 | 14.5087 | 18.8004 | 1132.5 | 18174.5449 | Estimated | 5.1868 | Partial | No | [16 empty] | 78 | 78 | 1 | 1 |  |  |  |  | 79 | 79 | [16 empty] | 4963.31 | 4963.31 | 7.6 | 7.6 |  |  |  |  | 4970.91 | 4970.91 | 95.84% | 0 | 0 | 0 | 0 | 0 | 0 | 0 | 0 | 0 | 0 | 0 | 0 | 0 | 0 | 0 | 0 | 5826131.8104 | 5826131.8104 | 8921.184 | 8921.184 | 0 | 0 | 0 | 0 | 5835052.9944 | 5835052.9944 | [8 empty] | 18174.5449 |  | 5.1868 | [9 empty] | N |  | N |  |  |  |  | 113.902 | 241.8367 | 112.8918 | -39.7959 | 1.2839 | -0.32138 | 1.2751 | -0.37896 |  |  |  | 63280 | 1462
Mass Electric | NE South | South Shore | Belmont 98 | Brockton | 07-98W48 | Brockton, Easton | N | Mixed | 13.8 | 10.1585 | 7.9788 | 388.9167 | 21524.6914 | Estimated | 6.1429 | Partial | No | [16 empty] | 3 | 3 | [6 empty] | 3 | 3 | [16 empty] | 351.9 | 351.9 | [6 empty] | 351.9 | 351.9 | 5.729% | 0 | 0 | 0 | 0 | 0 | 0 | 0 | 0 | 0 | 0 | 0 | 0 | 0 | 0 | 0 | 0 | 413074.296 | 413074.296 | 0 | 0 | 0 | 0 | 0 | 0 | 413074.296 | 413074.296 | [8 empty] | 21524.6914 |  | 6.1429 | [9 empty] | N |  | N |  |  |  |  | 1.6045 | 1032.2298 | 1.6045 | 95.7236 | 0.010285 | 1.0159 | 0.010285 | 0.68514 |  |  |  | 0 | 30272
Mass Electric | NE South | South Shore | Belmont 98 | Brockton | 07-98W49 | Brockton | N | OH | 13.8 | 10.1585 | 5.0695 | 400.8333 | 8124.1053 | Estimated | 2.3185 | Partial | No | [16 empty] | 16 | 16 | 1 | 1 |  |  |  |  | 17 | 17 | [16 empty] | 116.76 | 116.76 | 3.8 | 3.8 |  |  |  |  | 120.56 | 120.56 | 5.2% | 0 | 0 | 0 | 0 | 0 | 0 | 0 | 0 | 0 | 0 | 0 | 0 | 0 | 0 | 0 | 0 | 137057.5584 | 137057.5584 | 4460.592 | 4460.592 | 0 | 0 | 0 | 0 | 141518.1504 | 141518.1504 | [8 empty] | 8124.1053 |  | 2.3185 | [9 empty] | N |  | N |  |  |  |  | 39.3954 | 653.5507 | 12.484 | 88.3313 | 0.31185 | 0.91563 | 0.1447 | 0.84612 |  |  |  | 0 | 8259
Mass Electric | NE South | South Shore | North Abington 99 | Abington | 07-99W32 | Abington, Weymouth | N | Mixed | 13.8 | 12.6682 | 26.2161 | 2340.3333 | 21524.6914 | Estimated | 6.1429 | Partial | No | [16 empty] | 68 | 68 | 1 | 1 |  |  |  |  | 69 | 69 | [16 empty] | 500.18 | 500.18 | 0 | 0 |  |  |  |  | 500.18 | 500.18 | 8.142% | 0 | 0 | 0 | 0 | 0 | 0 | 0 | 0 | 0 | 0 | 0 | 0 | 0 | 0 | 0 | 0 | 587131.2912 | 587131.2912 | 0 | 0 | 0 | 0 | 0 | 0 | 587131.2912 | 587131.2912 | [8 empty] | 21524.6914 |  | 6.1429 | [9 empty] | N |  | N |  |  |  |  | 232.8241 | -79.4576 | 111.0526 | 38.854 | 2.5197 | -1.1121 | 2.3941 | -0.9935 |  |  |  | 0 | 207815
Mass Electric | NE South | South Shore | North Abington 99 | Abington | 07-99W61 | Abington, Hanover, Rockland | N | Mixed | 13.8 | 12.4292 | 23.5627 | 2818.9167 | 36014.0752 | Estimated | 10.278 | Partial | No | [16 empty] | 65 | 65 | [6 empty] | 65 | 65 | [16 empty] | 420.24 | 420.24 | [6 empty] | 420.24 | 420.24 | 4.089% | 0 | 0 | 0 | 0 | 0 | 0 | 0 | 0 | 0 | 0 | 0 | 0 | 0 | 0 | 0 | 0 | 493294.5216 | 493294.5216 | 0 | 0 | 0 | 0 | 0 | 0 | 493294.5216 | 493294.5216 | [8 empty] | 36014.0752 |  | 10.278 | [9 empty] | N |  | N |  |  |  |  | 117.1982 | 867.6886 | 116.5827 | -49.9598 | 2.1991 | -1.2412 | 2.1984 | -1.5762 |  |  |  | 51796 | -34531.3333
Mass Electric | NE South | South Shore | North Abington 99 | Abington | 07-99W62 | Abington | N | Mixed | 13.8 | 10.1585 | 15.0116 | 1081.6667 | 19849.6182 | Estimated | 5.6648 | Partial | No | [16 empty] | 58 | 58 | [6 empty] | 58 | 58 | [16 empty] | 711.37 | 711.37 | [6 empty] | 711.37 | 711.37 | 12.56% | 0 | 0 | 0 | 0 | 0 | 0 | 0 | 0 | 0 | 0 | 0 | 0 | 0 | 0 | 0 | 0 | 835034.5608 | 835034.5608 | 0 | 0 | 0 | 0 | 0 | 0 | 835034.5608 | 835034.5608 | [8 empty] | 19849.6182 |  | 5.6648 | [9 empty] | N |  | N |  |  |  |  | 231.1331 | -75.0093 | 140.6136 | -4.2083 | 2.6145 | -1.4386 | 2.5461 | -1.7137 |  |  |  | 24156 | 42961
Mass Electric | NE South | South Shore | North Abington 99 | Abington | 07-99W63 | Abington, Hingham, Rockland | N | Mixed | 13.8 | 14.5087 | 16.3415 | 1222 | 28978.7675 | Estimated | 8.2702 | Partial | No | [16 empty] | 31 | 31 | [6 empty] | 31 | 31 | [16 empty] | 339.73 | 339.73 | [6 empty] | 339.73 | 339.73 | 4.108% | 0 | 0 | 0 | 0 | 0 | 0 | 0 | 0 | 0 | 0 | 0 | 0 | 0 | 0 | 0 | 0 | 398788.6632 | 398788.6632 | 0 | 0 | 0 | 0 | 0 | 0 | 398788.6632 | 398788.6632 | [8 empty] | 28978.7675 |  | 8.2702 | [9 empty] | N |  | N |  |  |  |  | 857.5696 | 599.5972 | 154.3773 | -4.4044 | 3.1187 | -1.2251 | 2.1195 | -0.9126 |  |  |  | 0 | 104914
Mass Electric | NE South | South Shore | East Weymouth 9 | Weymouth | 07-9W1 | Weymouth | N | OH | 13.8 | 10.1585 | 11.0127 | 1279.9167 | 13344.4712 | Estimated | 3.8084 | Partial | No | [16 empty] | 46 | 46 | [6 empty] | 46 | 46 | [16 empty] | 265.95 | 265.95 | [6 empty] | 265.95 | 265.95 | 6.983% | 0 | 0 | 0 | 0 | 0 | 0 | 0 | 0 | 0 | 0 | 0 | 0 | 0 | 0 | 0 | 0 | 312182.748 | 312182.748 | 0 | 0 | 0 | 0 | 0 | 0 | 312182.748 | 312182.748 | [8 empty] | 13344.4712 |  | 3.8084 | [9 empty] | N |  | N |  |  |  |  | 94.3124 | 83.3128 | 94.3124 | 31.3961 | 1.0298 | 0.16188 | 1.0298 | 0.15136 |  |  |  | 119040 | 11940.6667
Mass Electric | NE South | South Shore | East Weymouth 9 | Weymouth | 07-9W2 | Hingham, Weymouth | N | OH | 13.8 | 7.0512 | 13.0133 | 2030.4167 | 18760.8206 | Estimated | 5.3541 | Partial | No | [16 empty] | 46 | 46 | [6 empty] | 46 | 46 | [16 empty] | 251.5 | 251.5 | [6 empty] | 251.5 | 251.5 | 4.697% | 0 | 0 | 0 | 0 | 0 | 0 | 0 | 0 | 0 | 0 | 0 | 0 | 0 | 0 | 0 | 0 | 295220.76 | 295220.76 | 0 | 0 | 0 | 0 | 0 | 0 | 295220.76 | 295220.76 | [8 empty] | 18760.8206 |  | 5.3541 | [9 empty] | N |  | N |  |  |  |  | 33.7281 | 1.506 | 33.7281 | 0.25567 | 0.30339 | 0.2089 | 0.30339 | 0.20841 |  |  |  | 9150 | 39867
Mass Electric | NE North | Western | Palmer 503 | Palmer | 09-0504 | Monson, Palmer | N | OH | 23 | 0 | 8.7597 | 11.9167 | 0 | Estimated | 0 | Partial | No | [6 empty] | 1 | 1 | [8 empty] | 1 | 1 | [6 empty] | 2 | 2 | [6 empty] | 1597 | 1597 | [8 empty] | 3800 | 3800 | [6 empty] | 5397 | 5397 | 0% | 0 | 0 | 0 | 0 | 0 | 0 | 5232155.28 | 5232155.28 | 0 | 0 | 0 | 0 | 0 | 0 | 0 | 0 | 4460592 | 4460592 | 0 | 0 | 0 | 0 | 0 | 0 | 9692747.28 | 9692747.28 | [8 empty] | 0 |  | 0 | [9 empty] | N |  | N |  |  |  |  | 77.3706 | 39.9633 | 77.3706 | 39.9633 | 1.007 | 0.025835 | 1.007 | 0.025835 |  |  |  | 0 | 121
Mass Electric | NE North | Western | Brown Street 1 | North Adams | 09-1001W1 | Clarksburg, North Adams, Williamstown | N | OH | 13.8 | 11.9512 | 38.2981 | 3482.5833 | 27033.8213 | Estimated | 7.7151 | Partial | No | [16 empty] | 96 | 96 |  |  | 1 | 1 |  |  | 97 | 97 | [16 empty] | 1082.77 | 1082.77 |  |  | 6 | 6 |  |  | 1088.77 | 1088.77 | 14.11% | 0 | 0 | 0 | 0 | 0 | 0 | 0 | 0 | 0 | 0 | 0 | 0 | 0 | 0 | 0 | 0 | 1270998.7368 | 1270998.7368 | 0 | 0 | 19657.44 | 19657.44 | 0 | 0 | 1290656.1768 | 1290656.1768 | [8 empty] | 27033.8213 |  | 7.7151 | [9 empty] | N |  | N |  |  |  |  | 84.5395 | -55.3355 | 80.3294 | -52.6869 | 0.75059 | -0.32069 | 0.74054 | -0.31494 |  |  |  | 168734 | -162640
Mass Electric | NE North | Western | Adams 21 | Adams | 09-1003 | Adams | N | OH | 23 | 25.69 | 1.347 | 4 | 35390.4 | Estimated | 10.1 | No | No | [16 empty] | 1 | 1 | [6 empty] | 1 | 1 | [16 empty] | 9 | 9 | [6 empty] | 9 | 9 | 0.08911% | 0 | 0 | 0 | 0 | 0 | 0 | 0 | 0 | 0 | 0 | 0 | 0 | 0 | 0 | 0 | 0 | 10564.56 | 10564.56 | 0 | 0 | 0 | 0 | 0 | 0 | 10564.56 | 10564.56 | [8 empty] | 35390.4 |  | 10.1 | [9 empty] | N |  | N |  |  |  |  | 0 | 0 | 0 | 0 | 0 | 0 | 0 | 0 |  |  |  | 0 | 0
Mass Electric | NE North | Western | Williamstown 3 | Williamstown | 09-1003W1 | Williamstown | N | OH | 13.8 | 8.0073 | 27.017 | 1501.9167 | 14461.4658 | Estimated | 4.1271 | Partial | No | [12 empty] | 1 | 1 |  |  | 86 | 86 | [6 empty] | 87 | 87 | [12 empty] | 3000 | 3000 |  |  | 2820.49 | 2820.49 | [6 empty] | 5820.49 | 5820.49 | 141% | 0 | 0 | 0 | 0 | 0 | 0 | 0 | 0 | 0 | 0 | 0 | 0 | 15137280 | 15137280 | 0 | 0 | 3310803.9816 | 3310803.9816 | 0 | 0 | 0 | 0 | 0 | 0 | 18448083.9816 | 18448083.9816 | [8 empty] | 14461.4658 |  | 4.1271 | [9 empty] | N |  | N |  |  |  |  | 146.5428 | -60.8881 | 133.6139 | -50.0577 | 0.55862 | 0.24365 | 0.45342 | 0.3435 |  |  |  | 7539 | -2766.3333
Mass Electric | NE North | Western | Williamstown 3 | Williamstown | 09-1003W2 | Hancock, Williamstown | N | OH | 13.8 | 11.2341 | 77.9074 | 1626.5 | 29676.7147 | Estimated | 8.4694 | Partial | No | [6 empty] | 1 | 1 | [8 empty] | 98 | 98 | 1 | 1 |  |  |  |  | 100 | 100 | [6 empty] | 7 | 7 | [8 empty] | 707.205 | 707.205 | 3 | 3 |  |  |  |  | 717.205 | 717.205 | 8.468% | 0 | 0 | 0 | 0 | 0 | 0 | 22933.68 | 22933.68 | 0 | 0 | 0 | 0 | 0 | 0 | 0 | 0 | 830145.5172 | 830145.5172 | 3521.52 | 3521.52 | 0 | 0 | 0 | 0 | 856600.7172 | 856600.7172 | [8 empty] | 29676.7147 |  | 8.4694 | [9 empty] | N |  | N |  |  |  |  | 1013.7276 | -760.3578 | 728.1408 | -490.9304 | 3.0722 | -1.4266 | 2.506 | -1.0588 |  |  |  | 710264 | -655978
Mass Electric | NE North | Western | Adams 21 | Adams | 09-1004 | Adams, North Adams | N | OH | 23 | 25.89 | 3.9769 | 1 | 39595.2 | Estimated | 11.3 | No | No | [24 empty] | 0 | 0 | [24 empty] | 0 | 0 | 0% | 0 | 0 | 0 | 0 | 0 | 0 | 0 | 0 | 0 | 0 | 0 | 0 | 0 | 0 | 0 | 0 | 0 | #VALUE! | 0 | 0 | 0 | 0 | 0 | 0 | 0 | #VALUE! | [8 empty] | 39595.2 |  | 11.3 | [9 empty] | N |  | N |  |  |  |  | 349 | -134 | 349 | -134 | 1 | -0.33333 | 1 | -0.33333 |  |  |  | 349 | -134
Mass Electric | NE North | Western | Charlemont 7 | Buckland | 09-1007G1 | Buckland, Charlemont, Heath | N | OH | 8.32 | 1.9839 | 22.9106 | 288.4167 | 0 | Estimated | 0 | Partial | No | [16 empty] | 25 | 25 | [6 empty] | 25 | 25 | [16 empty] | 155.56 | 155.56 | [6 empty] | 155.56 | 155.56 | 0% | 0 | 0 | 0 | 0 | 0 | 0 | 0 | 0 | 0 | 0 | 0 | 0 | 0 | 0 | 0 | 0 | 182602.5504 | 182602.5504 | 0 | 0 | 0 | 0 | 0 | 0 | 182602.5504 | 182602.5504 | [8 empty] | 0 |  | 0 | [9 empty] | N |  | N |  |  |  |  | 757.0298 | -427.6691 | 703.5966 | -379.9676 | 2.0214 | -0.52023 | 1.9659 | -0.49814 |  |  |  | 77920 | -35472.3333
Mass Electric | NE North | Western | Walker Street 15 | North Adams | 09-1015W1 | Clarksburg, Florida, North Adams, Rowe, Savoy | N | OH | 13.8 | 7.8878 | 56.322 | 1867.1667 | 15354.8383 | Estimated | 4.3821 | Partial | No | [12 empty] | 1 | 1 |  |  | 52 | 52 | [6 empty] | 53 | 53 | [12 empty] | 197 | 197 |  |  | 3591.36 | 3591.36 | [6 empty] | 3788.36 | 3788.36 | 86.45% | 0 | 0 | 0 | 0 | 0 | 0 | 0 | 0 | 0 | 0 | 0 | 0 | 994014.72 | 994014.72 | 0 | 0 | 4215682.0224 | 4215682.0224 | 0 | 0 | 0 | 0 | 0 | 0 | 5209696.7424 | 5209696.7424 | [8 empty] | 15354.8383 |  | 4.3821 | [9 empty] | N |  | N |  |  |  |  | 233.9057 | -62.752 | 227.4162 | -57.7891 | 0.31866 | 1.5901 | 0.31063 | 1.5714 |  |  |  | 39873 | 169489
Mass Electric | NE North | Western | Walker Street 15 | North Adams | 09-1015W2 | Clarksburg, North Adams | N | OH | 13.8 | 11.2341 | 33.6409 | 2634.4167 | 18537.4775 | Estimated | 5.2904 | Partial | No | [16 empty] | 49 | 49 | [6 empty] | 49 | 49 | [16 empty] | 2791.05 | 2791.05 | [6 empty] | 2791.05 | 2791.05 | 52.76% | 0 | 0 | 0 | 0 | 0 | 0 | 0 | 0 | 0 | 0 | 0 | 0 | 0 | 0 | 0 | 0 | 3276246.132 | 3276246.132 | 0 | 0 | 0 | 0 | 0 | 0 | 3276246.132 | 3276246.132 | [8 empty] | 18537.4775 |  | 5.2904 | [9 empty] | N |  | N |  |  |  |  | 54.3001 | 7.378 | 37.3191 | 23.4037 | 0.5151 | 0.27047 | 0.43046 | 0.3457 |  |  |  | 47205 | -8053.3333
Mass Electric | NE North | Western | Bear Swamp 19 - Upper Yard | Rowe | 09-1019W1 | Ashfield, Charlemont, Hawley, Heath, Rowe | N | OH | 13.8 | 5.88 | 140.7981 | 1657.9167 | 7956.598 | Estimated | 2.2707 | Partial | No | [16 empty] | 124 | 124 |  |  | 2 | 2 |  |  | 126 | 126 | [16 empty] | 1416.21 | 1416.21 |  |  | 901.8 | 901.8 |  |  | 2318.01 | 2318.01 | 102.1% | 0 | 0 | 0 | 0 | 0 | 0 | 0 | 0 | 0 | 0 | 0 | 0 | 0 | 0 | 0 | 0 | 1662403.9464 | 1662403.9464 | 0 | 0 | 2954513.232 | 2954513.232 | 0 | 0 | 4616917.1784 | 4616917.1784 | [8 empty] | 7956.598 |  | 2.2707 | [9 empty] | N |  | N |  |  |  |  | 1493.6269 | -828.1049 | 793.0181 | -147.7648 | 4.7294 | -1.7849 | 3.7716 | -1.0373 |  |  |  | 784638 | 9437.3333
Mass Electric | NE North | Western | Adams 21 | Adams | 09-1021W1 | Adams, Cheshire, North Adams, Savoy | N | OH | 13.8 | 13.9828 | 51.7036 | 2773.25 | 25371.489 | Metered | 5.1549 | Partial | No | [16 empty] | 100 | 100 | [6 empty] | 100 | 100 | [16 empty] | 3295.02 | 3295.02 | [6 empty] | 3295.02 | 3295.02 | 63.92% | 0 | 0 | 0 | 0 | 0 | 0 | 0 | 0 | 0 | 0 | 0 | 0 | 0 | 0 | 0 | 0 | 3867826.2768 | 3867826.2768 | 0 | 0 | 0 | 0 | 0 | 0 | 3867826.2768 | 3867826.2768 | [8 empty] | 25371.489 |  | 5.1549 | [9 empty] | N |  | N |  |  |  |  | 105.0342 | -84.3532 | 105.0342 | -85.6244 | 0.62526 | -0.46384 | 0.62526 | -0.4672 |  |  |  | 159410 | -133213
Mass Electric | NE North | Western | Adams 21 | Adams | 09-1021W2 | Adams, Cheshire, Lanesborough, North Adams | N | OH | 13.8 | 13.9828 | 72.3731 | 4374 | 39581.744 | Metered | 8.3339 | Partial | No | [16 empty] | 155 | 155 | [6 empty] | 155 | 155 | [16 empty] | 4099.56 | 4099.56 | [6 empty] | 4099.56 | 4099.56 | 49.19% | 0 | 0 | 0 | 0 | 0 | 0 | 0 | 0 | 0 | 0 | 0 | 0 | 0 | 0 | 0 | 0 | 4812227.5104 | 4812227.5104 | 0 | 0 | 0 | 0 | 0 | 0 | 4812227.5104 | 4812227.5104 | [8 empty] | 39581.744 |  | 8.3339 | [9 empty] | N |  | N |  |  |  |  | 30.1427 | 15.4114 | 22.7499 | 22.5223 | 0.254 | 0.077695 | 0.24874 | 0.080743 |  |  |  | 37555 | 104201.6667
Mass Electric | NE North | Western | Risingdale 1109 | Great Barrington | 09-1101 | Great Barrington, Stockbridge | N | OH | 13.8 | 0 | 7.1991 | 1 | 0 | Estimated | 0 | Partial | No | [24 empty] | 0 | 0 | [24 empty] | 0 | 0 | 0% | 0 | 0 | 0 | 0 | 0 | 0 | 0 | 0 | 0 | 0 | 0 | 0 | 0 | 0 | 0 | 0 | 0 | #VALUE! | 0 | 0 | 0 | 0 | 0 | 0 | 0 | #VALUE! | [8 empty] | 0 |  | 0 | [9 empty] | N |  | N |  |  |  |  | 73 | -73 | 73 | -73 | 1 | -1 | 1 | -1 |  |  |  | 73 | -73
Mass Electric | NE North | Western | Stockbridge 2 | Stockbridge | 09-1102W1 | Great Barrington, Lee, Stockbridge, West Stockbridge | N | Mixed | 13.8 | 5.9039 | 69.69 | 1801.3333 | 16694.8969 | Estimated | 4.7645 | Partial | No | [16 empty] | 47 | 47 | [6 empty] | 47 | 47 | [16 empty] | 1573.461 | 1573.461 | [6 empty] | 1573.461 | 1573.461 | 33.02% | 0 | 0 | 0 | 0 | 0 | 0 | 0 | 0 | 0 | 0 | 0 | 0 | 0 | 0 | 0 | 0 | 1846991.4602 | 1846991.4602 | 0 | 0 | 0 | 0 | 0 | 0 | 1846991.4602 | 1846991.4602 | [8 empty] | 16694.8969 |  | 4.7645 | [9 empty] | N |  | N |  |  |  |  | 268.8192 | -67.8502 | 130.0548 | 61.6597 | 0.87713 | 0.67937 | 0.77498 | 0.76862 |  |  |  | 52360 | 139025.3333
Mass Electric | NE North | Western | Lenox Depot 1103 | Lenox | 09-1103W1 | Lee, Lenox, Richmond, Stockbridge, West Stockbridge | N | Mixed | 13.8 | 10.1585 | 62.821 | 1896.6667 | 33641.0547 | Estimated | 9.6008 | Partial | No | [12 empty] | 1 | 1 |  |  | 49 | 49 | 1 | 1 |  |  |  |  | 51 | 51 | [12 empty] | 75 | 75 |  |  | 442.06 | 442.06 | 7.6 | 7.6 |  |  |  |  | 524.66 | 524.66 | 5.465% | 0 | 0 | 0 | 0 | 0 | 0 | 0 | 0 | 0 | 0 | 0 | 0 | 378432 | 378432 | 0 | 0 | 518907.7104 | 518907.7104 | 8921.184 | 8921.184 | 0 | 0 | 0 | 0 | 906260.8944 | 906260.8944 | [8 empty] | 33641.0547 |  | 9.6008 | [9 empty] | N |  | N |  |  |  |  | 230.0995 | -26.4547 | 199.945 | -18.5752 | 2.1301 | -0.44333 | 2.1163 | -0.44559 |  |  |  | 252972 | -53304.3333
Mass Electric | NE North | Western | Lenox Depot 1103 | Lenox | 09-1103W2 | Lenox | N | Mixed | 13.8 | 11.3775 | 33.296 | 1395.9167 | 14712.7268 | Estimated | 4.1988 | No | No | [16 empty] | 47 | 47 | [6 empty] | 47 | 47 | [16 empty] | 1114.46 | 1114.46 | [6 empty] | 1114.46 | 1114.46 | 26.54% | 0 | 0 | 0 | 0 | 0 | 0 | 0 | 0 | 0 | 0 | 0 | 0 | 0 | 0 | 0 | 0 | 1308197.7264 | 1308197.7264 | 0 | 0 | 0 | 0 | 0 | 0 | 1308197.7264 | 1308197.7264 | [8 empty] | 14712.7268 |  | 4.1988 | [9 empty] | N |  | N |  |  |  |  | 402.4502 | -222.7738 | 98.0266 | 9.3229 | 0.63542 | 0.91738 | 0.38971 | 0.92612 |  |  |  | 26702 | 33304
Mass Electric | NE North | Western | Sheffield 8 | Sheffield | 09-1108W1 | Egremont, Sheffield | N | OH | 13.8 | 8.0073 | 38.4193 | 678.6667 | 12925.982 | Estimated | 3.6889 | Partial | No | [16 empty] | 38 | 38 | [6 empty] | 38 | 38 | [16 empty] | 2005.71 | 2005.71 | [6 empty] | 2005.71 | 2005.71 | 54.37% | 0 | 0 | 0 | 0 | 0 | 0 | 0 | 0 | 0 | 0 | 0 | 0 | 0 | 0 | 0 | 0 | 2354382.6264 | 2354382.6264 | 0 | 0 | 0 | 0 | 0 | 0 | 2354382.6264 | 2354382.6264 | [8 empty] | 12925.982 |  | 3.6889 | [9 empty] | N |  | N |  |  |  |  | 710.3163 | -368.4306 | 316.2097 | -22.3082 | 3.1149 | -0.925 | 2.0688 | -0.0093911 |  |  |  | 46629 | -32719
Mass Electric | NE North | Western | Sheffield 8 | Sheffield | 09-1108W2 | New Marlboro, Sheffield | N | OH | 13.8 | 8.0073 | 50.7358 | 993.9167 | 15187.3309 | Estimated | 4.3343 | Partial | No | 1 | 1 | [8 empty] | 1 | 1 |  |  |  |  | 53 | 53 | [6 empty] | 55 | 55 | 280 | 280 | [8 empty] | 280 | 280 |  |  |  |  | 1361.22 | 1361.22 | [6 empty] | 1921.22 | 1921.22 | 44.33% | 1797902.4 | 1797902.4 | 0 | 0 | 0 | 0 | 0 | 0 | 0 | 0 | 1412812.8 | 1412812.8 | 0 | 0 | 0 | 0 | 1597854.4848 | 1597854.4848 | 0 | 0 | 0 | 0 | 0 | 0 | 4808569.6848 | 4808569.6848 | [8 empty] | 15187.3309 |  | 4.3343 | [9 empty] | N |  | N |  |  |  |  | 130.848 | 19.7043 | 130.848 | -11.0447 | 2.637 | -1.2774 | 1.637 | -0.31807 |  |  |  | 69096 | -55271.6667
Mass Electric | NE North | Western | Risingdale 9 | Great Barrington | 09-1109W1 | Great Barrington, Monterey, New Marlboro, Sheffield | N | OH | 13.8 | 12.1902 | 196.2544 | 3120.6667 | 27024.5153 | Estimated | 7.7125 | Partial | No | [16 empty] | 120 | 120 | 1 | 1 |  |  |  |  | 121 | 121 | [16 empty] | 3705.745 | 3705.745 | 10 | 10 |  |  |  |  | 3715.745 | 3715.745 | 48.18% | 0 | 0 | 0 | 0 | 0 | 0 | 0 | 0 | 0 | 0 | 0 | 0 | 0 | 0 | 0 | 0 | 4349951.7108 | 4349951.7108 | 11738.4 | 11738.4 | 0 | 0 | 0 | 0 | 4361690.1108 | 4361690.1108 | [8 empty] | 27024.5153 |  | 7.7125 | [9 empty] | N |  | N |  |  |  |  | 1059.3394 | -692.0739 | 321.0695 | 3.4142 | 2.0624 | -0.20885 | 1.5263 | 0.12235 |  |  |  | 419877 | -324033.6667
Mass Electric | NE North | Western | Risingdale 9 | Great Barrington | 09-1109W2 | Egremont, Great Barrington, Mount Washington, Sheffield | N | OH | 13.8 | 9.8238 | 104.0161 | 3019.75 | 28811.2601 | Estimated | 8.2224 | Partial | No | [16 empty] | 101 | 101 | 1 | 1 |  |  |  |  | 102 | 102 | [16 empty] | 2184.506 | 2184.506 | 7.83 | 7.83 |  |  |  |  | 2192.336 | 2192.336 | 26.66% | 0 | 0 | 0 | 0 | 0 | 0 | 0 | 0 | 0 | 0 | 0 | 0 | 0 | 0 | 0 | 0 | 2564260.523 | 2564260.523 | 9191.1672 | 9191.1672 | 0 | 0 | 0 | 0 | 2573451.6902 | 2573451.6902 | [8 empty] | 28811.2601 |  | 8.2224 | [9 empty] | N |  | N |  |  |  |  | 264.7266 | -87.821 | 182.6128 | -26.1603 | 1.7998 | 0.13352 | 1.3942 | 0.42504 |  |  |  | 141210 | 80825.3333
Mass Electric | NE North | Western | Risingdale 9 | Great Barrington | 09-1109W3 | Alford, Egremont, Great Barrington, Stockbridge, West Stockbridge, | N | OH | 13.8 | 12.1902 | 146.6297 | 3454.6667 | 31882.2278 | Estimated | 9.0988 | Partial | No | [12 empty] | 1 | 1 |  |  | 201 | 201 | 2 | 2 |  |  |  |  | 204 | 204 | [12 empty] | 75 | 75 |  |  | 8765.93 | 8765.93 | 7.6 | 7.6 |  |  |  |  | 8848.53 | 8848.53 | 97.25% | 0 | 0 | 0 | 0 | 0 | 0 | 0 | 0 | 0 | 0 | 0 | 0 | 378432 | 378432 | 0 | 0 | 10289799.2712 | 10289799.2712 | 8921.184 | 8921.184 | 0 | 0 | 0 | 0 | 10677152.4552 | 10677152.4552 | [8 empty] | 31882.2278 |  | 9.0988 | [9 empty] | N |  | N |  |  |  |  | 503.9328 | -315.4176 | 311.1707 | -158.6046 | 2.1536 | -0.83996 | 1.8309 | -0.58714 |  |  |  | 947747 | -623935
Mass Electric | NE North | Western | West Hampden 139 | Hampden | 09-139L1 | East Longmeadow, Hampden, Monson | N | OH | 13.2 | 11.683 | 84.9131 | 2556 | 27344.9641 | Estimated | 7.8039 | Partial | No | [16 empty] | 149 | 149 | [6 empty] | 149 | 149 | [16 empty] | 8113.16 | 8113.16 | [6 empty] | 8113.16 | 8113.16 | 104% | 0 | 0 | 0 | 0 | 0 | 0 | 0 | 0 | 0 | 0 | 0 | 0 | 0 | 0 | 0 | 0 | 9523551.7344 | 9523551.7344 | 0 | 0 | 0 | 0 | 0 | 0 | 9523551.7344 | 9523551.7344 | [8 empty] | 27344.9641 |  | 7.8039 | [9 empty] | N |  | N |  |  |  |  | 338.5403 | 223.2243 | 178.3322 | -53.9875 | 1.0837 | 0.38856 | 0.84624 | 0.27629 |  |  |  | 0 | 94025.3333
Mass Electric | NE North | Western | West Hampden 139 | Hampden | 09-139L3 | Hampden, Wilbraham | N | Mixed | 13.2 | 11.683 | 17.3589 | 708.1667 | 2871.853 | Metered | 2.3092 | Partial | No | [16 empty] | 32 | 32 | [6 empty] | 32 | 32 | [16 empty] | 1228.04 | 1228.04 | [6 empty] | 1228.04 | 1228.04 | 53.18% | 0 | 0 | 0 | 0 | 0 | 0 | 0 | 0 | 0 | 0 | 0 | 0 | 0 | 0 | 0 | 0 | 1441522.4736 | 1441522.4736 | 0 | 0 | 0 | 0 | 0 | 0 | 1441522.4736 | 1441522.4736 | [8 empty] | 2871.853 |  | 2.3092 | [9 empty] | N |  | N |  |  |  |  | 119.4803 | 486.2593 | 81.1574 | -20.9671 | 0.42363 | 0.22625 | 0.3615 | -0.040133 |  |  |  | 0 | 0
Mass Electric | NE North | Western | West Hampden 139 | Hampden | 09-139L5 | East Longmeadow, Hampden, Springfield | N | Mixed | 13.2 | 11.683 | 39.7807 | 2359.5833 | 27905.7495 | Estimated | 7.964 | Partial | No | [16 empty] | 174 | 174 | 1 | 1 |  |  |  |  | 175 | 175 | [16 empty] | 1241.57 | 1241.57 | 10 | 10 |  |  |  |  | 1251.57 | 1251.57 | 15.72% | 0 | 0 | 0 | 0 | 0 | 0 | 0 | 0 | 0 | 0 | 0 | 0 | 0 | 0 | 0 | 0 | 1457404.5288 | 1457404.5288 | 11738.4 | 11738.4 | 0 | 0 | 0 | 0 | 1469142.9288 | 1469142.9288 | [8 empty] | 27905.7495 |  | 7.964 | [9 empty] | N |  | N |  |  |  |  | 297.1809 | -191.7309 | 224.054 | -185.3384 | 1.1845 | -0.95532 | 0.44245 | -0.24212 |  |  |  | 262629 | -261469.6667
Mass Electric | NE North | Western | Ware 1 501 | Ware | 09-501L1 | Ware, Warren | N | OH | 13.2 | 10.8828 | 17.5225 | 1370.1667 | 22057.559 | Estimated | 6.295 | Partial | No | [16 empty] | 29 | 29 | [6 empty] | 29 | 29 | [16 empty] | 551.38 | 551.38 | [6 empty] | 551.38 | 551.38 | 8.759% | 0 | 0 | 0 | 0 | 0 | 0 | 0 | 0 | 0 | 0 | 0 | 0 | 0 | 0 | 0 | 0 | 647231.8992 | 647231.8992 | 0 | 0 | 0 | 0 | 0 | 0 | 647231.8992 | 647231.8992 | [8 empty] | 22057.559 |  | 6.295 | [9 empty] | N |  | N |  |  |  |  | 13.8888 | 34.0894 | 13.8888 | 34.0894 | 0.069335 | 0.69278 | 0.069335 | 0.69278 |  |  |  | 0 | 4905
Mass Electric | NE North | Western | Ware 1 501 | Ware | 09-501L2 | Barre, Hardwick, Ware | N | OH | 13.2 | 11.6602 | 131.5206 | 4206.0833 | 31644.3188 | Estimated | 9.0309 | Partial | No | [16 empty] | 209 | 209 | 2 | 2 |  |  |  |  | 211 | 211 | [16 empty] | 5489.397 | 5489.397 | 15.2 | 15.2 |  |  |  |  | 5504.597 | 5504.597 | 60.95% | 0 | 0 | 0 | 0 | 0 | 0 | 0 | 0 | 0 | 0 | 0 | 0 | 0 | 0 | 0 | 0 | 6443673.7745 | 6443673.7745 | 17842.368 | 17842.368 | 0 | 0 | 0 | 0 | 6461516.1425 | 6461516.1425 | [8 empty] | 31644.3188 |  | 9.0309 | [9 empty] | N |  | N |  |  |  |  | 297.0115 | -57.4115 | 293.3344 | -95.0426 | 1.2715 | 0.26584 | 1.2686 | 0.21778 |  |  |  | 126926 | 317233.6667
Mass Electric | NE North | Western | Ware 1 501 | Ware | 09-501L4 | Ware | N | OH | 13.2 | 0 | 0.26515 | 2 | 0 | Estimated | 0 | Partial | No | [16 empty] | 2 | 2 | [6 empty] | 2 | 2 | [16 empty] | 4952 | 4952 | [6 empty] | 4952 | 4952 | 0% | 0 | 0 | 0 | 0 | 0 | 0 | 0 | 0 | 0 | 0 | 0 | 0 | 0 | 0 | 0 | 0 | 5812855.68 | 5812855.68 | 0 | 0 | 0 | 0 | 0 | 0 | 5812855.68 | 5812855.68 | [8 empty] | 0 |  | 0 | [9 empty] | N |  | N |  |  |  |  | 0 | 0 | 0 | 0 | 0 | 0 | 0 | 0 |  |  |  | 0 | 0
Mass Electric | NE North | Western | Palmer 503 | Palmer | 09-503L1 | Monson, Palmer | N | OH | 13.2 | 9.4882 | 35.0464 | 2166.75 | 21576.8858 | Estimated | 6.1578 | Partial | No | [16 empty] | 78 | 78 | [6 empty] | 78 | 78 | [16 empty] | 3770.045 | 3770.045 | [6 empty] | 3770.045 | 3770.045 | 61.22% | 0 | 0 | 0 | 0 | 0 | 0 | 0 | 0 | 0 | 0 | 0 | 0 | 0 | 0 | 0 | 0 | 4425429.6228 | 4425429.6228 | 0 | 0 | 0 | 0 | 0 | 0 | 4425429.6228 | 4425429.6228 | [8 empty] | 21576.8858 |  | 6.1578 | [9 empty] | N |  | N |  |  |  |  | 127.7175 | -7.4201 | 115.6072 | 3.8043 | 0.53121 | 0.90038 | 0.51275 | 0.91638 |  |  |  | 131365 | -34270
Mass Electric | NE North | Western | Palmer 503 | Palmer | 09-503L2 | Brimfield, Monson, Palmer, Wales, Wilbraham | N | OH | 13.2 | 10.8828 | 52.8216 | 2275.5 | 24354.1087 | Estimated | 6.9504 | Partial | No | [12 empty] | 1 | 1 |  |  | 183 | 183 | [6 empty] | 184 | 184 | [12 empty] | 1.2 | 1.2 |  |  | 8109.67 | 8109.67 | [6 empty] | 8110.87 | 8110.87 | 116.7% | 0 | 0 | 0 | 0 | 0 | 0 | 0 | 0 | 0 | 0 | 0 | 0 | 6054.912 | 6054.912 | 0 | 0 | 9519455.0328 | 9519455.0328 | 0 | 0 | 0 | 0 | 0 | 0 | 9525509.9448 | 9525509.9448 | [8 empty] | 24354.1087 |  | 6.9504 | [9 empty] | N |  | N |  |  |  |  | 110.6355 | 45.4303 | 109.9697 | -25.0053 | 1.4133 | -0.23227 | 1.4058 | -0.28498 |  |  |  | 170605 | -141852.3333
Mass Electric | NE North | Western | Palmer 503 | Palmer | 09-503L4 | Brimfield, Monson, Palmer, Wales | N | OH | 13.2 | 10.9743 | 40.7852 | 992.4167 | 14794.0529 | Estimated | 4.222 | Partial | No | [16 empty] | 65 | 65 | [6 empty] | 65 | 65 | [16 empty] | 2545.34 | 2545.34 | [6 empty] | 2545.34 | 2545.34 | 60.29% | 0 | 0 | 0 | 0 | 0 | 0 | 0 | 0 | 0 | 0 | 0 | 0 | 0 | 0 | 0 | 0 | 2987821.9056 | 2987821.9056 | 0 | 0 | 0 | 0 | 0 | 0 | 2987821.9056 | 2987821.9056 | [8 empty] | 14794.0529 |  | 4.222 | [9 empty] | N |  | N |  |  |  |  | 221.532 | -111.4319 | 220.0951 | -111.598 | 1.186 | 0.21328 | 1.185 | 0.20654 |  |  |  | 0 | 14087.3333
Mass Electric | NE North | Western | Wilbraham 507 | Wilbraham | 09-507L1 | Hampden, Monson, Wilbraham | N | Mixed | 13.2 | 11.3629 | 54.4116 | 1732.75 | 12101.62 | Metered | 7.1714 | Partial | No | [16 empty] | 91 | 91 | [6 empty] | 91 | 91 | [16 empty] | 715.33 | 715.33 | [6 empty] | 715.33 | 715.33 | 9.975% | 0 | 0 | 0 | 0 | 0 | 0 | 0 | 0 | 0 | 0 | 0 | 0 | 0 | 0 | 0 | 0 | 839682.9672 | 839682.9672 | 0 | 0 | 0 | 0 | 0 | 0 | 839682.9672 | 839682.9672 | [8 empty] | 12101.62 |  | 7.1714 | [9 empty] | N |  | N |  |  |  |  | 148.9672 | -97.5038 | 89.0504 | -38.7303 | 0.31222 | 0.016001 | 0.24758 | 0.075407 |  |  |  | 0 | 0
Mass Electric | NE North | Western | Wilbraham 507 | Wilbraham | 09-507L2 | Hampden, Wilbraham | N | Mixed | 13.2 | 11.9117 | 25.2057 | 1039.5 | 12657.7275 | Estimated | 3.6124 | Partial | No | [16 empty] | 80 | 80 | [6 empty] | 80 | 80 | [16 empty] | 1098.895 | 1098.895 | [6 empty] | 1098.895 | 1098.895 | 30.42% | 0 | 0 | 0 | 0 | 0 | 0 | 0 | 0 | 0 | 0 | 0 | 0 | 0 | 0 | 0 | 0 | 1289926.9068 | 1289926.9068 | 0 | 0 | 0 | 0 | 0 | 0 | 1289926.9068 | 1289926.9068 | [8 empty] | 12657.7275 |  | 3.6124 | [9 empty] | N |  | N |  |  |  |  | 180.0115 | -106.4762 | 177.9076 | -105.3396 | 0.59067 | 0.022875 | 0.58682 | 0.024801 |  |  |  | 0 | 0
Mass Electric | NE North | Western | Wilbraham 507 | Wilbraham | 09-507L3 | Wilbraham | N | Mixed | 13.2 | 11.2029 | 38.7114 | 2353.3333 | 12984.735 | Metered | 8.4136 | Partial | No | [12 empty] | 1 | 1 |  |  | 107 | 107 | [6 empty] | 108 | 108 | [12 empty] | 300 | 300 |  |  | 757.47 | 757.47 | [6 empty] | 1057.47 | 1057.47 | 12.57% | 0 | 0 | 0 | 0 | 0 | 0 | 0 | 0 | 0 | 0 | 0 | 0 | 1513728 | 1513728 | 0 | 0 | 889148.5848 | 889148.5848 | 0 | 0 | 0 | 0 | 0 | 0 | 2402876.5848 | 2402876.5848 | [8 empty] | 12984.735 |  | 8.4136 | [9 empty] | N |  | N |  |  |  |  | 106.6946 | -16.2124 | 106.6946 | -18.7782 | 0.18484 | 0.54943 | 0.18484 | 0.54712 |  |  |  | 0 | 82288
Mass Electric | NE North | Western | East Longmeadow 508 | East Longmeadow | 09-508L1 | East Longmeadow, Springfield | N | OH | 13.2 | 11.7745 | 19.1434 | 1641.9167 | 12117.204 | Metered | 8.627 | Partial | No | [16 empty] | 96 | 96 | 1 | 1 |  |  |  |  | 97 | 97 | [16 empty] | 678.8 | 678.8 | 16 | 16 |  |  |  |  | 694.8 | 694.8 | 8.054% | 0 | 0 | 0 | 0 | 0 | 0 | 0 | 0 | 0 | 0 | 0 | 0 | 0 | 0 | 0 | 0 | 796802.592 | 796802.592 | 18781.44 | 18781.44 | 0 | 0 | 0 | 0 | 815584.032 | 815584.032 | [8 empty] | 12117.204 |  | 8.627 | [9 empty] | N |  | N |  |  |  |  | 163.3146 | -119.5184 | 13.0713 | 24.032 | 0.23935 | 0.31748 | 0.12242 | 0.11121 |  |  |  | 3976 | -3976
Mass Electric | NE North | Western | East Longmeadow 508 | East Longmeadow | 09-508L2 | East Longmeadow | N | Mixed | 13.2 | 11.7973 | 5.4386 | 244.25 | 27264.8519 | Estimated | 7.7811 | Partial | No | [16 empty] | 6 | 6 | [6 empty] | 6 | 6 | [16 empty] | 2257.64 | 2257.64 | [6 empty] | 2257.64 | 2257.64 | 29.01% | 0 | 0 | 0 | 0 | 0 | 0 | 0 | 0 | 0 | 0 | 0 | 0 | 0 | 0 | 0 | 0 | 2650108.1376 | 2650108.1376 | 0 | 0 | 0 | 0 | 0 | 0 | 2650108.1376 | 2650108.1376 | [8 empty] | 27264.8519 |  | 7.7811 | [9 empty] | N |  | N |  |  |  |  | 0.4913 | 59.6652 | 0.4913 | 59.6652 | 0.0040942 | 0.074493 | 0.0040942 | 0.074493 |  |  |  | 0 | 12628.6667
Mass Electric | NE North | Western | East Longmeadow 508 | East Longmeadow | 09-508L4 | East Longmeadow | N | Mixed | 13.2 | 11.7973 | 23.9235 | 884.75 | 14624.288 | Metered | 7.7811 | Partial | No | [16 empty] | 47 | 47 | 3 | 3 |  |  |  |  | 50 | 50 | [16 empty] | 6149.46 | 6149.46 | 18.68 | 18.68 |  |  |  |  | 6168.14 | 6168.14 | 79.27% | 0 | 0 | 0 | 0 | 0 | 0 | 0 | 0 | 0 | 0 | 0 | 0 | 0 | 0 | 0 | 0 | 7218482.1264 | 7218482.1264 | 21927.3312 | 21927.3312 | 0 | 0 | 0 | 0 | 7240409.4576 | 7240409.4576 | [8 empty] | 14624.288 |  | 7.7811 | [9 empty] | N |  | N |  |  |  |  | 437.2614 | -399.6379 | 312.2656 | -278.3555 | 0.77536 | -0.46974 | 0.60582 | -0.30337 |  |  |  | 85162 | -84179
Mass Electric | NE North | Western | East Longmeadow 508 | East Longmeadow | 09-508L5 | East Longmeadow | N | Mixed | 13.2 | 11.7745 | 13.7161 | 1034.4167 | 36931.724 | Estimated | 10.5399 | Partial | No | [16 empty] | 56 | 56 | 1 | 1 |  |  |  |  | 57 | 57 | [16 empty] | 715.63 | 715.63 | 5 | 5 |  |  |  |  | 720.63 | 720.63 | 6.837% | 0 | 0 | 0 | 0 | 0 | 0 | 0 | 0 | 0 | 0 | 0 | 0 | 0 | 0 | 0 | 0 | 840035.1192 | 840035.1192 | 5869.2 | 5869.2 | 0 | 0 | 0 | 0 | 845904.3192 | 845904.3192 | [8 empty] | 36931.724 |  | 10.5399 | [9 empty] | N |  | N |  |  |  |  | 325.3708 | -293.5556 | 325.3708 | -293.5948 | 1.2152 | -1.104 | 1.2152 | -1.1043 |  |  |  | 296844 | -296844
Mass Electric | NE North | Western | Belchertown 509 | Belchertown | 09-509L1 | Belchertown, Granby | N | OH | 13.2 | 10.7456 | 51.0812 | 2059.0833 | 11491.09 | Metered | 5.9596 | Partial | No | [16 empty] | 194 | 194 | 1 | 1 |  |  |  |  | 195 | 195 | [16 empty] | 2608.67 | 2608.67 | 25.2 | 25.2 |  |  |  |  | 2633.87 | 2633.87 | 44.2% | 0 | 0 | 0 | 0 | 0 | 0 | 0 | 0 | 0 | 0 | 0 | 0 | 0 | 0 | 0 | 0 | 3062161.1928 | 3062161.1928 | 29580.768 | 29580.768 | 0 | 0 | 0 | 0 | 3091741.9608 | 3091741.9608 | [8 empty] | 11491.09 |  | 5.9596 | [9 empty] | N |  | N |  |  |  |  | 370.1958 | -180.9059 | 228.0588 | -92.9582 | 0.92517 | 0.060388 | 0.7683 | 0.17748 |  |  |  | 432080 | -274605
Mass Electric | NE North | Western | Belchertown 509 | Belchertown | 09-509L2 | Amherst, Belchertown, Ware | N | OH | 13.2 | 11.0886 | 84.2657 | 3425.3333 | 32198.696 | Metered | 8.2993 | Partial | No | [6 empty] | 1 | 1 | [8 empty] | 281 | 281 | 1 | 1 |  |  |  |  | 283 | 283 | [6 empty] | 65 | 65 | [8 empty] | 3362.841 | 3362.841 | 0 | 0 |  |  |  |  | 3427.841 | 3427.841 | 41.3% | 0 | 0 | 0 | 0 | 0 | 0 | 212955.6 | 212955.6 | 0 | 0 | 0 | 0 | 0 | 0 | 0 | 0 | 3947437.2794 | 3947437.2794 | 0 | 0 | 0 | 0 | 0 | 0 | 4160392.8794 | 4160392.8794 | [8 empty] | 32198.696 |  | 8.2993 | [9 empty] | N |  | N |  |  |  |  | 309.9783 | -195.026 | 208.2171 | -117.5955 | 0.92283 | -0.07607 | 0.81598 | 0.0039592 |  |  |  | 0 | 4660
Mass Electric | NE North | Western | Shearers Corner 514 | Palmer | 09-514L1 | Monson, Palmer | N | OH | 13.2 | 8.0021 | 23.6951 | 1421.75 | 15141.2057 | Estimated | 4.3211 | Partial | No | [16 empty] | 52 | 52 | [6 empty] | 52 | 52 | [16 empty] | 2349.02 | 2349.02 | [6 empty] | 2349.02 | 2349.02 | 54.36% | 0 | 0 | 0 | 0 | 0 | 0 | 0 | 0 | 0 | 0 | 0 | 0 | 0 | 0 | 0 | 0 | 2757373.6368 | 2757373.6368 | 0 | 0 | 0 | 0 | 0 | 0 | 2757373.6368 | 2757373.6368 | [8 empty] | 15141.2057 |  | 4.3211 | [9 empty] | N |  | N |  |  |  |  | 86.9351 | 33.7415 | 86.8254 | 33.171 | 1.463 | 0.17821 | 1.4623 | 0.17869 |  |  |  | 49868 | 22740
Mass Electric | NE North | Western | Little Rest Road 516 | Warren | 09-516L1 | Brimfield, Holland, Wales, Warren | N | OH | 13.2 | 10.9743 | 135.3689 | 3939.3333 | 26890.995 | Estimated | 7.6744 | Partial | No | [16 empty] | 153 | 153 |  |  | 2 | 2 |  |  | 155 | 155 | [16 empty] | 6102.59 | 6102.59 |  |  | 14 | 14 |  |  | 6116.59 | 6116.59 | 79.7% | 0 | 0 | 0 | 0 | 0 | 0 | 0 | 0 | 0 | 0 | 0 | 0 | 0 | 0 | 0 | 0 | 7163464.2456 | 7163464.2456 | 0 | 0 | 45867.36 | 45867.36 | 0 | 0 | 7209331.6056 | 7209331.6056 | [8 empty] | 26890.995 |  | 7.6744 | [9 empty] | N |  | N |  |  |  |  | 413.6246 | -234.6365 | 408.772 | -277.6668 | 1.9054 | -0.6038 | 1.9001 | -0.71659 |  |  |  | 934803 | -737623
Mass Electric | NE North | Western | Little Rest Road 516 | Warren | 09-516L2 | Warren | N | OH | 13.2 | 11.2029 | 21.7246 | 861.5833 | 6836.241 | Estimated | 1.951 | Partial | No | [16 empty] | 30 | 30 | [6 empty] | 30 | 30 | [16 empty] | 1217.15 | 1217.15 | [6 empty] | 1217.15 | 1217.15 | 62.39% | 0 | 0 | 0 | 0 | 0 | 0 | 0 | 0 | 0 | 0 | 0 | 0 | 0 | 0 | 0 | 0 | 1428739.356 | 1428739.356 | 0 | 0 | 0 | 0 | 0 | 0 | 1428739.356 | 1428739.356 | [8 empty] | 6836.241 |  | 1.951 | [9 empty] | N |  | N |  |  |  |  | 212.171 | -23.8869 | 206.7113 | -29.0656 | 2.6393 | -1.5395 | 2.637 | -1.6511 |  |  |  | 124394 | 4257.3333
Mass Electric | NE North | Western | Little Rest Road 516 | Warren | 09-516L3 | Brimfield, Palmer, Warren | N | OH | 13.2 | 10.6313 | 45.7335 | 1494.5833 | 15969.0318 | Estimated | 4.5574 | Partial | No | [16 empty] | 71 | 71 | [6 empty] | 71 | 71 | [16 empty] | 6561.79 | 6561.79 | [6 empty] | 6561.79 | 6561.79 | 144% | 0 | 0 | 0 | 0 | 0 | 0 | 0 | 0 | 0 | 0 | 0 | 0 | 0 | 0 | 0 | 0 | 7702491.5736 | 7702491.5736 | 0 | 0 | 0 | 0 | 0 | 0 | 7702491.5736 | 7702491.5736 | [8 empty] | 15969.0318 |  | 4.5574 | [9 empty] | N |  | N |  |  |  |  | 323.6681 | -271.7662 | 323.6681 | -293.0056 | 1.7021 | -1.4671 | 1.7021 | -1.4971 |  |  |  | 167651 | -167651
Mass Electric | NE North | Western | Shaker Road 522 | East Longmeadow | 09-522L2 | East Longmeadow | N | Mixed | 13.2 | 11.6602 | 0.8267 | 6 | 26072.289 | Metered | 8.5051 | Partial | No | [16 empty] | 1 | 1 | [6 empty] | 1 | 1 | [16 empty] | 468 | 468 | [6 empty] | 468 | 468 | 5.503% | 0 | 0 | 0 | 0 | 0 | 0 | 0 | 0 | 0 | 0 | 0 | 0 | 0 | 0 | 0 | 0 | 549357.12 | 549357.12 | 0 | 0 | 0 | 0 | 0 | 0 | 549357.12 | 549357.12 | [8 empty] | 26072.289 |  | 8.5051 | [9 empty] | N |  | N |  |  |  |  | 0 | 0 | 0 | 0 | 0 | 0 | 0 | 0 |  |  |  | 0 | 0
Mass Electric | NE North | Western | Shaker Road 522 | East Longmeadow | 09-522L4 | East Longmeadow | N | Mixed | 13.2 | 11.6602 | 6.6244 | 221.5833 | 2228.421 | Metered | 1.5318 | Partial | No | [16 empty] | 13 | 13 | [6 empty] | 13 | 13 | [16 empty] | 103.62 | 103.62 | [6 empty] | 103.62 | 103.62 | 6.764% | 0 | 0 | 0 | 0 | 0 | 0 | 0 | 0 | 0 | 0 | 0 | 0 | 0 | 0 | 0 | 0 | 121633.3008 | 121633.3008 | 0 | 0 | 0 | 0 | 0 | 0 | 121633.3008 | 121633.3008 | [8 empty] | 2228.421 |  | 1.5318 | [9 empty] | N |  | N |  |  |  |  | 5.2576 | 82.1947 | 5.2576 | 82.1947 | 0.031591 | 0.50889 | 0.031591 | 0.50889 |  |  |  | 0 | 18488.6667
Mass Electric | NE North | Western | Thorndike 523 | Palmer | 09-523L1 | Belchertown, Monson, Palmer, Wilbraham | N | OH | 13.2 | 11.7745 | 47.7424 | 2250.8333 | 12410.969 | Metered | 7.1257 | Partial | No | [16 empty] | 97 | 97 | [6 empty] | 97 | 97 | [16 empty] | 1984.128 | 1984.128 | [6 empty] | 1984.128 | 1984.128 | 27.84% | 0 | 0 | 0 | 0 | 0 | 0 | 0 | 0 | 0 | 0 | 0 | 0 | 0 | 0 | 0 | 0 | 2329048.8115 | 2329048.8115 | 0 | 0 | 0 | 0 | 0 | 0 | 2329048.8115 | 2329048.8115 | [8 empty] | 12410.969 |  | 7.1257 | [9 empty] | N |  | N |  |  |  |  | 203.8396 | -157.3881 | 196.373 | -165.7195 | 1.1365 | -0.70864 | 1.1307 | -0.72388 |  |  |  | 247739 | -231524.3333
Mass Electric | NE North | Western | Thorndike 523 | Palmer | 09-523L2 | Belchertown, Palmer, Ware | N | OH | 13.2 | 10.9743 | 46.6333 | 1692.6667 | 9346.472 | Metered | 5.1213 | Partial | No | [16 empty] | 159 | 159 | [6 empty] | 159 | 159 | [16 empty] | 8109.14 | 8109.14 | [6 empty] | 8109.14 | 8109.14 | 158.3% | 0 | 0 | 0 | 0 | 0 | 0 | 0 | 0 | 0 | 0 | 0 | 0 | 0 | 0 | 0 | 0 | 9518832.8976 | 9518832.8976 | 0 | 0 | 0 | 0 | 0 | 0 | 9518832.8976 | 9518832.8976 | [8 empty] | 9346.472 |  | 5.1213 | [9 empty] | N |  | N |  |  |  |  | 279.1241 | -150.3047 | 155.2042 | -52.5918 | 1.2058 | 0.3568 | 0.98661 | 0.54805 |  |  |  | 138071 | -40017.3333
Mass Electric | NE North | Western | Thorndike 523 | Palmer | 09-523L4 | Palmer, Ware | N | OH | 13.2 | 8.8937 | 45.6597 | 1580.9167 | 6897.874 | Metered | 9.7092 | Partial | No | [16 empty] | 124 | 124 | [6 empty] | 124 | 124 | [16 empty] | 13832.71 | 13832.71 | [6 empty] | 13832.71 | 13832.71 | 142.5% | 0 | 0 | 0 | 0 | 0 | 0 | 0 | 0 | 0 | 0 | 0 | 0 | 0 | 0 | 0 | 0 | 16237388.3064 | 16237388.3064 | 0 | 0 | 0 | 0 | 0 | 0 | 16237388.3064 | 16237388.3064 | [8 empty] | 6897.874 |  | 9.7092 | [9 empty] | N |  | N |  |  |  |  | 312.1082 | -172.9847 | 182.0216 | -73.2058 | 1.8755 | -0.61833 | 1.7009 | -0.67826 |  |  |  | 128572 | -41182.3333
Mass Electric | NE North | Western | Five Corners 527 | Granby | 09-527L1 | Belchertown, Chicopee, Granby | N | OH | 13.2 | 10.8828 | 59.6994 | 1992.1667 | 11525.877 | Metered | 5.1671 | Partial | No | [16 empty] | 262 | 262 | 1 | 1 |  |  |  |  | 263 | 263 | [16 empty] | 4774.164 | 4774.164 | 10 | 10 |  |  |  |  | 4784.164 | 4784.164 | 92.59% | 0 | 0 | 0 | 0 | 0 | 0 | 0 | 0 | 0 | 0 | 0 | 0 | 0 | 0 | 0 | 0 | 5604104.6698 | 5604104.6698 | 11738.4 | 11738.4 | 0 | 0 | 0 | 0 | 5615843.0698 | 5615843.0698 | [8 empty] | 11525.877 |  | 5.1671 | [9 empty] | N |  | N |  |  |  |  | 359.3831 | -264.9067 | 212.7894 | -128.1283 | 1.5762 | -0.54278 | 0.8438 | 0.17329 |  |  |  | 98432 | 23893.6667
Mass Electric | NE North | Western | Five Corners 527 | Granby | 09-527L2 | Belchertown, Granby | N | OH | 13.2 | 11.4315 | 29.3273 | 1077.25 | 5163.948 | Metered | 2.7664 | Partial | No | [16 empty] | 127 | 127 | [6 empty] | 127 | 127 | [16 empty] | 860.616 | 860.616 | [6 empty] | 860.616 | 860.616 | 31.11% | 0 | 0 | 0 | 0 | 0 | 0 | 0 | 0 | 0 | 0 | 0 | 0 | 0 | 0 | 0 | 0 | 1010225.4854 | 1010225.4854 | 0 | 0 | 0 | 0 | 0 | 0 | 1010225.4854 | 1010225.4854 | [8 empty] | 5163.948 |  | 2.7664 | [9 empty] | N |  | N |  |  |  |  | 394.6531 | -375.8814 | 290.3374 | -274.9882 | 1.4138 | -0.75837 | 0.96913 | -0.59076 |  |  |  | 0 | 4258.6667
Mass Electric | NE North | Western | Barre 604 | Barre | 09-604W1 | Athol, Barre, New Salem, Petersham, Phillipston | N | OH | 13.8 | 5.617 | 79.7328 | 783.5833 | 2084.712 | Metered | 5.147 | Partial | No | [16 empty] | 81 | 81 | [6 empty] | 81 | 81 | [16 empty] | 6144.37 | 6144.37 | [6 empty] | 6144.37 | 6144.37 | 119.4% | 0 | 0 | 0 | 0 | 0 | 0 | 0 | 0 | 0 | 0 | 0 | 0 | 0 | 0 | 0 | 0 | 7212507.2808 | 7212507.2808 | 0 | 0 | 0 | 0 | 0 | 0 | 7212507.2808 | 7212507.2808 | [8 empty] | 2084.712 |  | 5.147 | [9 empty] | N |  | N |  |  |  |  | 3490.3792 | -3034.4141 | 397.8377 | -67.7857 | 3.2773 | -0.80426 | 2.2614 | 0.15009 |  |  |  | 255357 | -77508.3333
Mass Electric | NE North | Western | Barre 604 | Barre | 09-604W2 | Barre | N | OH | 13.8 | 8.8199 | 63.5371 | 1318.8333 | 11270.661 | Metered | 3.4101 | Partial | No | [16 empty] | 78 | 78 |  |  | 1 | 1 |  |  | 79 | 79 | [16 empty] | 2597.72 | 2597.72 |  |  | 6 | 6 |  |  | 2603.72 | 2603.72 | 76.35% | 0 | 0 | 0 | 0 | 0 | 0 | 0 | 0 | 0 | 0 | 0 | 0 | 0 | 0 | 0 | 0 | 3049307.6448 | 3049307.6448 | 0 | 0 | 19657.44 | 19657.44 | 0 | 0 | 3068965.0848 | 3068965.0848 | [8 empty] | 11270.661 |  | 3.4101 | [9 empty] | N |  | N |  |  |  |  | 1760.1542 | -725.5744 | 456.8985 | 78.4446 | 3.5577 | -0.67353 | 2.0632 | 0.54935 |  |  |  | 355299 | 203541
Mass Electric | NE North | Western | Barre 604 | Barre | 09-604W3 | Barre | N | OH | 13.8 | 5.9039 | 63.4973 | 1236.0833 | 11669.6771 | Estimated | 3.3304 | Partial | No | [16 empty] | 86 | 86 | 2 | 2 | 1 | 1 |  |  | 89 | 89 | [16 empty] | 5214.9 | 5214.9 | 14.2 | 14.2 | 10 | 10 |  |  | 5239.1 | 5239.1 | 157.3% | 0 | 0 | 0 | 0 | 0 | 0 | 0 | 0 | 0 | 0 | 0 | 0 | 0 | 0 | 0 | 0 | 6121458.216 | 6121458.216 | 16668.528 | 16668.528 | 32762.4 | 32762.4 | 0 | 0 | 6170889.144 | 6170889.144 | [8 empty] | 11669.6771 |  | 3.3304 | [9 empty] | N |  | N |  |  |  |  | 459.9293 | -231.312 | 246.6848 | -126.2053 | 1.1739 | -0.015705 | 1.1148 | -0.047878 |  |  |  | 46421 | 26889
Mass Electric | NE North | Western | Barre 604 | Barre | 09-604W4 | Barre, Petersham | N | OH | 13.8 | 10.1346 | 76.2523 | 1757.4167 | 11446.334 | Estimated | 3.2666 | Partial | No | [16 empty] | 105 | 105 | 1 | 1 | 1 | 1 |  |  | 107 | 107 | [16 empty] | 5576.574 | 5576.574 | 6 | 6 | 15 | 15 |  |  | 5597.574 | 5597.574 | 171.4% | 0 | 0 | 0 | 0 | 0 | 0 | 0 | 0 | 0 | 0 | 0 | 0 | 0 | 0 | 0 | 0 | 6546005.6242 | 6546005.6242 | 7043.04 | 7043.04 | 49143.6 | 49143.6 | 0 | 0 | 6602192.2642 | 6602192.2642 | [8 empty] | 11446.334 |  | 3.2666 | [9 empty] | N |  | N |  |  |  |  | 1944.6902 | -1786.7205 | 439.4444 | -282.6243 | 3.5751 | -2.3258 | 2.861 | -1.6146 |  |  |  | 588222 | -403051.6667
Mass Electric | NE North | Western | Royalston 701 | Royalston | 09-701J1 | Athol, Phillipston, Royalston, Templeton | N | OH | 4.16 | 1.0087 | 46.1718 | 476.1667 | 2768.8071 | Estimated | 0.79018 | Partial | No | [16 empty] | 43 | 43 | [6 empty] | 43 | 43 | [16 empty] | 302.19 | 302.19 | [6 empty] | 302.19 | 302.19 | 38.24% | 0 | 0 | 0 | 0 | 0 | 0 | 0 | 0 | 0 | 0 | 0 | 0 | 0 | 0 | 0 | 0 | 354722.7096 | 354722.7096 | 0 | 0 | 0 | 0 | 0 | 0 | 354722.7096 | 354722.7096 | [8 empty] | 2768.8071 |  | 0.79018 | [9 empty] | N |  | N |  |  |  |  | 1034.0476 | -812.3315 | 194.6839 | -58.3224 | 1.6633 | -0.76172 | 1.2328 | -0.4236 |  |  |  | 23295 | -23295
Mass Electric | NE North | Western | Chestnut Hill 702 | Athol | 09-702W1 | Athol, Petersham, Phillipston, Templeton | N | OH | 13.8 | 10.8038 | 87.5072 | 2902.5833 | 23981.4656 | Estimated | 6.844 | Partial | No | [16 empty] | 179 | 179 | 1 | 1 | 1 | 1 |  |  | 181 | 181 | [16 empty] | 6497.74 | 6497.74 | 0 | 0 | 15 | 15 |  |  | 6512.74 | 6512.74 | 95.16% | 0 | 0 | 0 | 0 | 0 | 0 | 0 | 0 | 0 | 0 | 0 | 0 | 0 | 0 | 0 | 0 | 7627307.1216 | 7627307.1216 | 0 | 0 | 49143.6 | 49143.6 | 0 | 0 | 7676450.7216 | 7676450.7216 | [8 empty] | 23981.4656 |  | 6.844 | [9 empty] | N |  | N |  |  |  |  | 1110.0753 | -966.4764 | 62.4654 | 64.9891 | 0.70661 | 0.31727 | 0.19431 | 0.77667 |  |  |  | 13104 | 130662.6667
Mass Electric | NE North | Western | Chestnut Hill 702 | Athol | 09-702W2 | Athol, Orange, Royalston, Warwick | N | OH | 13.8 | 10.8038 | 70.2606 | 2914.1667 | 18621.2311 | Estimated | 5.3143 | Partial | No | [16 empty] | 136 | 136 |  |  | 1 | 1 |  |  | 137 | 137 | [16 empty] | 3627.554 | 3627.554 |  |  | 2.1 | 2.1 |  |  | 3629.654 | 3629.654 | 68.3% | 0 | 0 | 0 | 0 | 0 | 0 | 0 | 0 | 0 | 0 | 0 | 0 | 0 | 0 | 0 | 0 | 4258167.9874 | 4258167.9874 | 0 | 0 | 6880.104 | 6880.104 | 0 | 0 | 4265048.0914 | 4265048.0914 | [8 empty] | 18621.2311 |  | 5.3143 | [9 empty] | N |  | N |  |  |  |  | 1349.0268 | -1207.7831 | 140.5699 | -18.758 | 2.4951 | -1.5392 | 2.236 | -1.296 |  |  |  | 102488 | 75073
Mass Electric | NE North | Western | Chestnut Hill 702 | Athol | 09-702W3 | Athol, New Salem, Orange | N | OH | 13.8 | 10.1585 | 50.0021 | 1784.9167 | 16778.6505 | Estimated | 4.7884 | Partial | No | [6 empty] | 1 | 1 | [8 empty] | 72 | 72 | [6 empty] | 73 | 73 | [6 empty] | 230 | 230 | [8 empty] | 4649.7 | 4649.7 | [6 empty] | 4879.7 | 4879.7 | 101.9% | 0 | 0 | 0 | 0 | 0 | 0 | 753535.2 | 753535.2 | 0 | 0 | 0 | 0 | 0 | 0 | 0 | 0 | 5458003.848 | 5458003.848 | 0 | 0 | 0 | 0 | 0 | 0 | 6211539.048 | 6211539.048 | [8 empty] | 16778.6505 |  | 4.7884 | [9 empty] | N |  | N |  |  |  |  | 1235.9838 | -1096.0798 | 222.4591 | -100.6931 | 1.1177 | -0.28245 | 0.77651 | 0.043881 |  |  |  | 178516 | -178516
Mass Electric | NE North | Western | Shutesbury 704 | Shutesbury | 09-704W1 | Amherst, Leverett, New Salem, Shutesbury | N | OH | 13.8 | 5.8322 | 32.3119 | 638.5833 | 15047.7415 | Estimated | 4.2944 | Partial | No | [16 empty] | 90 | 90 | 2 | 2 | 1 | 1 |  |  | 93 | 93 | [16 empty] | 576.28 | 576.28 | 4500 | 4500 | 3 | 3 |  |  | 5079.28 | 5079.28 | 118.3% | 0 | 0 | 0 | 0 | 0 | 0 | 0 | 0 | 0 | 0 | 0 | 0 | 0 | 0 | 0 | 0 | 676460.5152 | 676460.5152 | 5282280 | 5282280 | 9828.72 | 9828.72 | 0 | 0 | 5968569.2352 | 5968569.2352 | [8 empty] | 15047.7415 |  | 4.2944 | [9 empty] | N |  | N |  |  |  |  | 123.5391 | 132.3511 | 123.5391 | 131.0718 | 0.79238 | 0.82433 | 0.79238 | 0.82225 |  |  |  | 0 | 101910
Mass Electric | NE North | Western | Wendell Depot 705 | Wendell | 09-705W1 | Erving, Shutesbury, Wendell | N | OH | 13.8 | 12.1902 | 38.1415 | 621.9167 | 21943.4598 | Estimated | 6.2624 | Partial | No | [12 empty] | 2 | 2 |  |  | 66 | 66 | 1 | 1 |  |  |  |  | 69 | 69 | [12 empty] | 6250 | 6250 |  |  | 1359.728 | 1359.728 | 10 | 10 |  |  |  |  | 7619.728 | 7619.728 | 121.7% | 0 | 0 | 0 | 0 | 0 | 0 | 0 | 0 | 0 | 0 | 0 | 0 | 31536000 | 31536000 | 0 | 0 | 1596103.1155 | 1596103.1155 | 11738.4 | 11738.4 | 0 | 0 | 0 | 0 | 33143841.5155 | 33143841.5155 | [8 empty] | 21943.4598 |  | 6.2624 | [9 empty] | N |  | N |  |  |  |  | 683.561 | -428.639 | 491.0272 | -238.4361 | 1.7526 | 0.18048 | 1.6787 | 0.25289 |  |  |  | 100 | 49339
Mass Electric | NE North | Western | Wendell Depot 705 | Wendell | 09-705W2 | Athol, New Salem, Orange, Wendell | N | OH | 13.8 | 12.1902 | 63.2536 | 2342.0833 | 12898.0641 | Estimated | 3.681 | Partial | No | [16 empty] | 126 | 126 | [6 empty] | 126 | 126 | [16 empty] | 2934.635 | 2934.635 | [6 empty] | 2934.635 | 2934.635 | 79.72% | 0 | 0 | 0 | 0 | 0 | 0 | 0 | 0 | 0 | 0 | 0 | 0 | 0 | 0 | 0 | 0 | 3444791.9484 | 3444791.9484 | 0 | 0 | 0 | 0 | 0 | 0 | 3444791.9484 | 3444791.9484 | [8 empty] | 12898.0641 |  | 3.681 | [9 empty] | N |  | N |  |  |  |  | 420.62 | -190.9768 | 167.8506 | 58.0759 | 2.0781 | -0.12828 | 1.9931 | -0.049321 |  |  |  | 26200 | 57212.3333
Mass Electric | NE North | Western | Wendell Depot 705 | Wendell | 09-705W3 | Athol, Erving, Northfield, Orange, Warwick, Wendell | N | OH | 13.8 | 12.1902 | 98.0381 | 2372.8333 | 17783.6945 | Estimated | 5.0753 | Partial | No | [16 empty] | 125 | 125 | 1 | 1 | 1 | 1 |  |  | 127 | 127 | [16 empty] | 2234.15 | 2234.15 | 5.2 | 5.2 | 6 | 6 |  |  | 2245.35 | 2245.35 | 44.24% | 0 | 0 | 0 | 0 | 0 | 0 | 0 | 0 | 0 | 0 | 0 | 0 | 0 | 0 | 0 | 0 | 2622534.636 | 2622534.636 | 6103.968 | 6103.968 | 19657.44 | 19657.44 | 0 | 0 | 2648296.044 | 2648296.044 | [8 empty] | 17783.6945 |  | 5.0753 | [9 empty] | N |  | N |  |  |  |  | 1613.9983 | -1350.3476 | 260.9303 | -25.6364 | 1.816 | 0.21024 | 0.96088 | 1.0204 |  |  |  | 2117 | 150845.6667
Mass Electric | NE North | Western | West Street 901 | Northampton | 09-901W1 | Northampton | N | OH | 13.8 | 8.8199 | 17.8123 | 2889.9167 | 24902.7559 | Estimated | 7.107 | Partial | No | [16 empty] | 100 | 100 | [6 empty] | 100 | 100 | [16 empty] | 1170.422 | 1170.422 | [6 empty] | 1170.422 | 1170.422 | 16.47% | 0 | 0 | 0 | 0 | 0 | 0 | 0 | 0 | 0 | 0 | 0 | 0 | 0 | 0 | 0 | 0 | 1373888.1605 | 1373888.1605 | 0 | 0 | 0 | 0 | 0 | 0 | 1373888.1605 | 1373888.1605 | [8 empty] | 24902.7559 |  | 7.107 | [9 empty] | N |  | N |  |  |  |  | 87.8337 | -15.0073 | 32.5283 | 38.7094 | 0.25572 | 0.49715 | 0.19793 | 0.53816 |  |  |  | 0 | 0
Mass Electric | NE North | Western | West Street 901 | Northampton | 09-901W2 | Northampton | N | Mixed | 13.8 | 8.8199 | 4.8148 | 1118.1667 | 11122.733 | Metered | 4.5972 | Partial | No | [16 empty] | 22 | 22 | [6 empty] | 22 | 22 | [16 empty] | 341.625 | 341.625 | [6 empty] | 341.625 | 341.625 | 7.431% | 0 | 0 | 0 | 0 | 0 | 0 | 0 | 0 | 0 | 0 | 0 | 0 | 0 | 0 | 0 | 0 | 401013.09 | 401013.09 | 0 | 0 | 0 | 0 | 0 | 0 | 401013.09 | 401013.09 | [8 empty] | 11122.733 |  | 4.5972 | [9 empty] | N |  | N |  |  |  |  | 9.1632 | 56.0138 | 9.1632 | 56.0138 | 0.084066 | 0.95312 | 0.084066 | 0.95312 |  |  |  | 0 | 17202
Mass Electric | NE North | Western | West Street 901 | Northampton | 09-901W3 | Easthampton, Northampton | N | Mixed | 13.8 | 9.2024 | 24.0898 | 1345 | 8060.079 | Metered | 3.3702 | Partial | No | [16 empty] | 198 | 198 | 3 | 3 |  |  |  |  | 201 | 201 | [16 empty] | 1511.82 | 1511.82 | 30.56 | 30.56 |  |  |  |  | 1542.38 | 1542.38 | 45.76% | 0 | 0 | 0 | 0 | 0 | 0 | 0 | 0 | 0 | 0 | 0 | 0 | 0 | 0 | 0 | 0 | 1774634.7888 | 1774634.7888 | 35872.5504 | 35872.5504 | 0 | 0 | 0 | 0 | 1810507.3392 | 1810507.3392 | [8 empty] | 8060.079 |  | 3.3702 | [9 empty] | N |  | N |  |  |  |  | 224.3323 | -172.7373 | 224.3323 | -173.2708 | 1.2045 | -0.27568 | 1.2045 | -0.28024 |  |  |  | 174850 | -170897.3333
Mass Electric | NE North | Western | King Street 5 | Northampton | 09-905W1 | Northampton | N | Mixed | 13.8 | 11.3775 | 15.108 | 1464.75 | 34366.9198 | Estimated | 9.8079 | Partial | No | [12 empty] | 1 | 1 |  |  | 63 | 63 | 1 | 1 |  |  |  |  | 65 | 65 | [12 empty] | 3500 | 3500 |  |  | 464.43 | 464.43 | 5.22 | 5.22 |  |  |  |  | 3969.65 | 3969.65 | 40.47% | 0 | 0 | 0 | 0 | 0 | 0 | 0 | 0 | 0 | 0 | 0 | 0 | 17660160 | 17660160 | 0 | 0 | 545166.5112 | 545166.5112 | 6127.4448 | 6127.4448 | 0 | 0 | 0 | 0 | 18211453.956 | 18211453.956 | [8 empty] | 34366.9198 |  | 9.8079 | [9 empty] | N |  | N |  |  |  |  | 246.6926 | -145.9992 | 20.1591 | 80.5343 | 1.3279 | -0.28075 | 0.7305 | 0.31662 |  |  |  | 17889 | 41755
Mass Electric | NE North | Western | Florence Jct 9 | Northampton | 09-909W1 | Northampton | N | Mixed | 13.8 | 12.3097 | 21.0803 | 1860.5833 | 35478.013 | Metered | 6.7245 | Partial | No | [12 empty] | 1 | 1 |  |  | 93 | 93 | 1 | 1 |  |  |  |  | 95 | 95 | [12 empty] | 425 | 425 |  |  | 5359.716 | 5359.716 | 10 | 10 |  |  |  |  | 5794.716 | 5794.716 | 86.17% | 0 | 0 | 0 | 0 | 0 | 0 | 0 | 0 | 0 | 0 | 0 | 0 | 2144448 | 2144448 | 0 | 0 | 6291449.0294 | 6291449.0294 | 11738.4 | 11738.4 | 0 | 0 | 0 | 0 | 8447635.4294 | 8447635.4294 | [8 empty] | 35478.013 |  | 6.7245 | [9 empty] | N |  | N |  |  |  |  | 29.3231 | 29.1583 | 29.3231 | 29.1188 | 0.1478 | 0.28009 | 0.1478 | 0.27991 |  |  |  | 0 | 51887.6667
Mass Electric | NE North | Western | Florence Jct 9 | Northampton | 09-909W2 | Northampton | N | OH | 13.8 | 13.9828 | 15.8379 | 2390.3333 | 24345.308 | Metered | 6.605 | Partial | No | [16 empty] | 119 | 119 |  |  |  |  | 1 | 1 | 120 | 120 | [16 empty] | 771.11 | 771.11 |  |  |  |  | 0 | 0 | 771.11 | 771.11 | 11.67% | 0 | 0 | 0 | 0 | 0 | 0 | 0 | 0 | 0 | 0 | 0 | 0 | 0 | 0 | 0 | 0 | 905159.7624 | 905159.7624 | 0 | 0 | 0 | 0 | 0 | 0 | 905159.7624 | 905159.7624 | [8 empty] | 24345.308 |  | 6.605 | [9 empty] | N |  | N |  |  |  |  | 31.3768 | 1.1047 | 31.3768 | 1.1047 | 0.12551 | 0.17655 | 0.12551 | 0.17655 |  |  |  | 5390 | 30096.6667
Mass Electric | NE North | Western | Florence Jct 9 | Northampton | 09-909W3 | Cummington, Goshen, Hatfield, Northampton, Williamsburg | N | OH | 13.8 | 12.6682 | 105.4441 | 3027.8333 | 24364.05 | Metered | 5.6091 | Partial | No | [16 empty] | 293 | 293 | 3 | 3 |  |  |  |  | 296 | 296 | [16 empty] | 10304.957 | 10304.957 | 23.03 | 23.03 |  |  |  |  | 10327.987 | 10327.987 | 184.1% | 0 | 0 | 0 | 0 | 0 | 0 | 0 | 0 | 0 | 0 | 0 | 0 | 0 | 0 | 0 | 0 | 12096370.7249 | 12096370.7249 | 27033.5352 | 27033.5352 | 0 | 0 | 0 | 0 | 12123404.2601 | 12123404.2601 | [8 empty] | 24364.05 |  | 5.6091 | [9 empty] | N |  | N |  |  |  |  | 528.2863 | -321.6449 | 473.2325 | -272.4208 | 1.6282 | -0.22949 | 1.5116 | -0.15611 |  |  |  | 934136 | -658048.3333
Mass Electric | NE North | Western | Florence Jct 9 | Northampton | 09-909W4 | Northampton, Williamsburg | N | Mixed | 13.8 | 12.3097 | 50.0405 | 2920.1667 | 34347.114 | Metered | 6.8759 | Partial | No | [12 empty] | 1 | 1 |  |  | 284 | 284 | 2 | 2 |  |  |  |  | 287 | 287 | [12 empty] | 200 | 200 |  |  | 4186.288 | 4186.288 | 15.2 | 15.2 |  |  |  |  | 4401.488 | 4401.488 | 64.01% | 0 | 0 | 0 | 0 | 0 | 0 | 0 | 0 | 0 | 0 | 0 | 0 | 1009152 | 1009152 | 0 | 0 | 4914032.3059 | 4914032.3059 | 17842.368 | 17842.368 | 0 | 0 | 0 | 0 | 5941026.6739 | 5941026.6739 | [8 empty] | 34347.114 |  | 6.8759 | [9 empty] | N |  | N |  |  |  |  | 129.2567 | -61.2365 | 128.7909 | -65.4152 | 0.84447 | -0.26847 | 0.84379 | -0.27146 |  |  |  | 286054 | -193460.3333
Mass Electric | NE North | Western | West Street 901 | Northampton | 09-S100 | Northampton | N | UG | 13.8 | 7.3141 | 0.020644 | 1 | 17309.0904 | Estimated | 4.9398 | Partial | No | [12 empty] | 2 | 2 |  |  | 2 | 2 | [6 empty] | 4 | 4 | [12 empty] | 7000 | 7000 |  |  | 578 | 578 | [6 empty] | 7578 | 7578 | 153.4% | 0 | 0 | 0 | 0 | 0 | 0 | 0 | 0 | 0 | 0 | 0 | 0 | 35320320 | 35320320 | 0 | 0 | 678479.52 | 678479.52 | 0 | 0 | 0 | 0 | 0 | 0 | 35998799.52 | 35998799.52 | [8 empty] | 17309.0904 |  | 4.9398 | [9 empty] | N |  | N |  |  |  |  | 0 | 81 | 0 | 81 | 0 | 0.66667 | 0 | 0.66667 |  |  |  | 0 | 0
Mass Electric | NE North | North Shore | Thorndike St 10 | Everett | 12-10C1 | Everett | N | OH | 4.16 | 2.2553 | 0.17973 | 20.5833 | 2524.7481 | Estimated | 0.72053 | No | No | [24 empty] | 0 | 0 | [24 empty] | 0 | 0 | 0% | 0 | 0 | 0 | 0 | 0 | 0 | 0 | 0 | 0 | 0 | 0 | 0 | 0 | 0 | 0 | 0 | 0 | #VALUE! | 0 | 0 | 0 | 0 | 0 | 0 | 0 | #VALUE! | [8 empty] | 2524.7481 |  | 0.72053 | [9 empty] | N |  | N |  |  |  |  | 0 | 113.9765 | 0 | 113.9765 | 0 | 0.6769 | 0 | 0.6769 |  |  |  | 0 | 4006.3333
Mass Electric | NE North | North Shore | Thorndike St 10 | Everett | 12-10C2 | Everett | N | OH | 4.16 | 2.7596 | 2.1462 | 62.6667 | 3029.6977 | Estimated | 0.86464 | No | No | [24 empty] | 0 | 0 | [24 empty] | 0 | 0 | 0% | 0 | 0 | 0 | 0 | 0 | 0 | 0 | 0 | 0 | 0 | 0 | 0 | 0 | 0 | 0 | 0 | 0 | #VALUE! | 0 | 0 | 0 | 0 | 0 | 0 | 0 | #VALUE! | [8 empty] | 3029.6977 |  | 0.86464 | [9 empty] | N |  | N |  |  |  |  | 0 | 215.9748 | 0 | 125.3884 | 0 | 1.4523 | 0 | 1.1397 |  |  |  | 0 | 24342.6667
Mass Electric | NE North | North Shore | Thorndike St 10 | Everett | 12-10J5 | Everett | N | Mixed | 4.16 | 2.8245 | 2.2822 | 237.9167 | 7574.2443 | Estimated | 2.1616 | No | No | [24 empty] | 0 | 0 | [24 empty] | 0 | 0 | 0% | 0 | 0 | 0 | 0 | 0 | 0 | 0 | 0 | 0 | 0 | 0 | 0 | 0 | 0 | 0 | 0 | 0 | #VALUE! | 0 | 0 | 0 | 0 | 0 | 0 | 0 | #VALUE! | [8 empty] | 7574.2443 |  | 2.1616 | [9 empty] | N |  | N |  |  |  |  | 0 | 89.3915 | 0 | 88.4932 | 0 | 0.74588 | 0 | 0.74452 |  |  |  | 0 | 0
Mass Electric | NE North | North Shore | Thorndike St 10 | Everett | 12-10J6 | Everett | N | OH | 4.16 | 2.7741 | 2.0078 | 87.0833 | 3029.6977 | Estimated | 0.86464 | No | No | [16 empty] | 2 | 2 | [6 empty] | 2 | 2 | [16 empty] | 507.6 | 507.6 | [6 empty] | 507.6 | 507.6 | 58.71% | 0 | 0 | 0 | 0 | 0 | 0 | 0 | 0 | 0 | 0 | 0 | 0 | 0 | 0 | 0 | 0 | 595841.184 | 595841.184 | 0 | 0 | 0 | 0 | 0 | 0 | 595841.184 | 595841.184 | [8 empty] | 3029.6977 |  | 0.86464 | [9 empty] | N |  | N |  |  |  |  | 0 | 155.2558 | 0 | 155.2558 | 0 | 1.0044 | 0 | 1.0044 |  |  |  | 0 | 13362.6667
Mass Electric | NE North | North Shore | Thorndike St 10 | Everett | 12-10P3 | Everett | N | OH | 4.16 | 2.3778 | 1.285 | 462.5833 | 3534.6474 | Estimated | 1.0087 | No | No | [12 empty] | 1 | 1 |  |  | 2 | 2 | [6 empty] | 3 | 3 | [12 empty] | 1.2 | 1.2 |  |  | 8.8 | 8.8 | [6 empty] | 10 | 10 | 0.9913% | 0 | 0 | 0 | 0 | 0 | 0 | 0 | 0 | 0 | 0 | 0 | 0 | 6054.912 | 6054.912 | 0 | 0 | 10329.792 | 10329.792 | 0 | 0 | 0 | 0 | 0 | 0 | 16384.704 | 16384.704 | [8 empty] | 3534.6474 |  | 1.0087 | [9 empty] | N |  | N |  |  |  |  | 0 | 209.4291 | 0 | 209.4291 | 0 | 1.5226 | 0 | 1.5226 |  |  |  | 0 | 67098
Mass Electric | NE North | North Shore | Wellington 11 | Medford | 12-11J1 | Medford | N | Mixed | 4.16 | 3.0623 | 2.4066 | 230.0833 | 4965.4221 | Estimated | 1.4171 | No | No | [16 empty] | 5 | 5 | [6 empty] | 5 | 5 | [16 empty] | 28.73 | 28.73 | [6 empty] | 28.73 | 28.73 | 2.027% | 0 | 0 | 0 | 0 | 0 | 0 | 0 | 0 | 0 | 0 | 0 | 0 | 0 | 0 | 0 | 0 | 33724.4232 | 33724.4232 | 0 | 0 | 0 | 0 | 0 | 0 | 33724.4232 | 33724.4232 | [8 empty] | 4965.4221 |  | 1.4171 | [9 empty] | N |  | N |  |  |  |  | 0 | 21.8187 | 0 | 21.8187 | 0 | 0.33334 | 0 | 0.33334 |  |  |  | 0 | 0
Mass Electric | NE North | North Shore | Wellington 11 | Medford | 12-11J13 | Medford | N | OH | 4.16 | 3.2568 | 1.5667 | 225.5833 | 5386.0451 | Estimated | 1.5371 | No | No | [16 empty] | 17 | 17 | [6 empty] | 17 | 17 | [16 empty] | 108.92 | 108.92 | [6 empty] | 108.92 | 108.92 | 7.086% | 0 | 0 | 0 | 0 | 0 | 0 | 0 | 0 | 0 | 0 | 0 | 0 | 0 | 0 | 0 | 0 | 127854.6528 | 127854.6528 | 0 | 0 | 0 | 0 | 0 | 0 | 127854.6528 | 127854.6528 | [8 empty] | 5386.0451 |  | 1.5371 | [9 empty] | N |  | N |  |  |  |  | 97.1792 | 116.943 | 97.1792 | 116.943 | 1.0018 | -0.33669 | 1.0018 | -0.33669 |  |  |  | 21922 | 20758
Mass Electric | NE North | North Shore | Wellington 11 | Medford | 12-11J2 | Malden, Medford | N | OH | 4.16 | 3.0623 | 3.3854 | 1165.9167 | 7574.2443 | Estimated | 2.1616 | No | No | [16 empty] | 25 | 25 | [6 empty] | 25 | 25 | [16 empty] | 138.35 | 138.35 | [6 empty] | 138.35 | 138.35 | 6.4% | 0 | 0 | 0 | 0 | 0 | 0 | 0 | 0 | 0 | 0 | 0 | 0 | 0 | 0 | 0 | 0 | 162400.764 | 162400.764 | 0 | 0 | 0 | 0 | 0 | 0 | 162400.764 | 162400.764 | [8 empty] | 7574.2443 |  | 2.1616 | [9 empty] | N |  | N |  |  |  |  | 0 | 23.9691 | 0 | 23.8484 | 0 | 0.34574 | 0 | 0.34545 |  |  |  | 0 | 0
Mass Electric | NE North | North Shore | Wellington 11 | Medford | 12-11J3 | Medford | N | OH | 4.16 | 3.2568 | 2.9553 | 678.75 | 7574.2443 | Estimated | 2.1616 | No | No | [16 empty] | 14 | 14 | [6 empty] | 14 | 14 | [16 empty] | 259.24 | 259.24 | [6 empty] | 259.24 | 259.24 | 11.99% | 0 | 0 | 0 | 0 | 0 | 0 | 0 | 0 | 0 | 0 | 0 | 0 | 0 | 0 | 0 | 0 | 304306.2816 | 304306.2816 | 0 | 0 | 0 | 0 | 0 | 0 | 304306.2816 | 304306.2816 | [8 empty] | 7574.2443 |  | 2.1616 | [9 empty] | N |  | N |  |  |  |  | 18.6166 | 52.04 | 15.6877 | 54.9689 | 0.23867 | 0.49879 | 0.2372 | 0.50027 |  |  |  | 0 | 19053.6667
Mass Electric | NE North | North Shore | Wellington 11 | Medford | 12-11J4 | Malden, Medford | N | OH | 4.16 | 2.6876 | 1.5239 | 476.5833 | 4123.6711 | Estimated | 1.1768 | No | No | [16 empty] | 2 | 2 | [6 empty] | 2 | 2 | [16 empty] | 12.97 | 12.97 | [6 empty] | 12.97 | 12.97 | 1.102% | 0 | 0 | 0 | 0 | 0 | 0 | 0 | 0 | 0 | 0 | 0 | 0 | 0 | 0 | 0 | 0 | 15224.7048 | 15224.7048 | 0 | 0 | 0 | 0 | 0 | 0 | 15224.7048 | 15224.7048 | [8 empty] | 4123.6711 |  | 1.1768 | [9 empty] | N |  | N |  |  |  |  | 0 | 261.3836 | 0 | 21 | 0 | 0.42977 | 0 | 0.33333 |  |  |  | 0 | 0
Mass Electric | NE North | North Shore | Beverly 12 | Beverly | 12-12J2 | Beverly | N | Mixed | 4.16 | 2.9902 | 2.032 | 763.4167 | 2866.611 | Metered | 1.2729 | Partial | No | [16 empty] | 4 | 4 | [6 empty] | 4 | 4 | [16 empty] | 38.6 | 38.6 | [6 empty] | 38.6 | 38.6 | 3.032% | 0 | 0 | 0 | 0 | 0 | 0 | 0 | 0 | 0 | 0 | 0 | 0 | 0 | 0 | 0 | 0 | 45310.224 | 45310.224 | 0 | 0 | 0 | 0 | 0 | 0 | 45310.224 | 45310.224 | [8 empty] | 2866.611 |  | 1.2729 | [9 empty] | N |  | N |  |  |  |  | 0 | 71.3812 | 0 | 71.2363 | 0 | 0.43277 | 0 | 0.43229 |  |  |  | 0 | 18887
Mass Electric | NE North | North Shore | Beverly 12 | Beverly | 12-12J3 | Beverly | N | OH | 4.16 | 2.6948 | 3.3072 | 579.9167 | 7434.85 | Metered | 1.6812 | Partial | No |  |  | 1 | 1 | [12 empty] | 2 | 2 | [6 empty] | 3 | 3 |  |  | 75 | 75 | [12 empty] | 26 | 26 | [6 empty] | 101 | 101 | 6.007% | 0 | 0 | 262800 | 262800 | 0 | 0 | 0 | 0 | 0 | 0 | 0 | 0 | 0 | 0 | 0 | 0 | 30519.84 | 30519.84 | 0 | 0 | 0 | 0 | 0 | 0 | 293319.84 | 293319.84 | [8 empty] | 7434.85 |  | 1.6812 | [9 empty] | N |  | N |  |  |  |  | 83.1775 | 195.4367 | 78.6216 | 199.9925 | 0.2828 | 1.9962 | 0.28107 | 1.9979 |  |  |  | 0 | 111284
Mass Electric | NE North | North Shore | Beverly 12 | Beverly | 12-12J4 | Beverly | N | OH | 4.16 | 2.3057 | 3.6509 | 958 | 6581.94 | Metered | 1.5732 | Partial | No | [16 empty] | 11 | 11 | [6 empty] | 11 | 11 | [16 empty] | 112.81 | 112.81 | [6 empty] | 112.81 | 112.81 | 7.171% | 0 | 0 | 0 | 0 | 0 | 0 | 0 | 0 | 0 | 0 | 0 | 0 | 0 | 0 | 0 | 0 | 132420.8904 | 132420.8904 | 0 | 0 | 0 | 0 | 0 | 0 | 132420.8904 | 132420.8904 | [8 empty] | 6581.94 |  | 1.5732 | [9 empty] | N |  | N |  |  |  |  | 234.9363 | -197.7845 | 4.6148 | 32.537 | 0.18894 | 0.19192 | 0.090814 | 0.29004 |  |  |  | 3686 | -3686
Mass Electric | NE North | North Shore | Beverly 12 | Beverly | 12-12J5 | Beverly | N | Mixed | 4.16 | 3.1559 | 3.2153 | 831 | 7444.914 | Metered | 1.4411 | Partial | No | [16 empty] | 14 | 14 | [6 empty] | 14 | 14 | [16 empty] | 72.93 | 72.93 | [6 empty] | 72.93 | 72.93 | 5.061% | 0 | 0 | 0 | 0 | 0 | 0 | 0 | 0 | 0 | 0 | 0 | 0 | 0 | 0 | 0 | 0 | 85608.1512 | 85608.1512 | 0 | 0 | 0 | 0 | 0 | 0 | 85608.1512 | 85608.1512 | [8 empty] | 7444.914 |  | 1.4411 | [9 empty] | N |  | N |  |  |  |  | 423.3394 | -358.2339 | 1.4236 | 41.3686 | 0.11913 | 0.24992 | 0.0084236 | 0.34935 |  |  |  | 0 | 0
Mass Electric | NE North | North Shore | Beverly 12 | Beverly | 12-12J6 | Beverly | N | OH | 4.16 | 2.5579 | 3.421 | 449.9167 | 5955.894 | Metered | 1.8302 | Partial | No | [16 empty] | 2 | 2 | [6 empty] | 2 | 2 | [16 empty] | 9.96 | 9.96 | [6 empty] | 9.96 | 9.96 | 0.5442% | 0 | 0 | 0 | 0 | 0 | 0 | 0 | 0 | 0 | 0 | 0 | 0 | 0 | 0 | 0 | 0 | 11691.4464 | 11691.4464 | 0 | 0 | 0 | 0 | 0 | 0 | 11691.4464 | 11691.4464 | [8 empty] | 5955.894 |  | 1.8302 | [9 empty] | N |  | N |  |  |  |  | 31.2391 | 33.6248 | 31.2391 | 29.2441 | 0.24671 | 0.43101 | 0.24671 | 0.4286 |  |  |  | 0 | 10699
Mass Electric | NE North | North Shore | Beverly 12 | Beverly | 12-12J7 | Beverly | N | OH | 4.16 | 2.0175 | 3.7309 | 542.0833 | 5001.068 | Metered | 1.1889 | Partial | No | [16 empty] | 6 | 6 | [6 empty] | 6 | 6 | [16 empty] | 60.25 | 60.25 | [6 empty] | 60.25 | 60.25 | 5.068% | 0 | 0 | 0 | 0 | 0 | 0 | 0 | 0 | 0 | 0 | 0 | 0 | 0 | 0 | 0 | 0 | 70723.86 | 70723.86 | 0 | 0 | 0 | 0 | 0 | 0 | 70723.86 | 70723.86 | [8 empty] | 5001.068 |  | 1.1889 | [9 empty] | N |  | N |  |  |  |  | 60.95 | 323.8028 | 60.95 | 314.9103 | 0.32283 | 0.89251 | 0.32283 | 0.88739 |  |  |  | 0 | 182168.3333
Mass Electric | NE North | North Shore | Granite 12 | Lynn | 12-12J902 | Lynn | N | Mixed | 4.16 | 1.1529 | 1.0735 | 439.5 | 2945.6236 | Estimated | 0.84065 | No | No | [16 empty] | 4 | 4 | [6 empty] | 4 | 4 | [16 empty] | 22 | 22 | [6 empty] | 22 | 22 | 2.617% | 0 | 0 | 0 | 0 | 0 | 0 | 0 | 0 | 0 | 0 | 0 | 0 | 0 | 0 | 0 | 0 | 25824.48 | 25824.48 | 0 | 0 | 0 | 0 | 0 | 0 | 25824.48 | 25824.48 | [8 empty] | 2945.6236 |  | 0.84065 | [9 empty] | N |  | N |  |  |  |  | 444.9579 | -434.0708 | 444.9579 | -436.3997 | 1.0739 | -0.92003 | 1.0739 | -0.97762 |  |  |  | 163559 | -163559
Mass Electric | NE North | North Shore | Granite 12 | Lynn | 12-12J903 | Lynn | N | OH | 4.16 | 2.1616 | 1.9095 | 1070.6667 | 6396.0285 | Estimated | 1.8254 | No | No | [16 empty] | 18 | 18 | [6 empty] | 18 | 18 | [16 empty] | 103.2 | 103.2 | [6 empty] | 103.2 | 103.2 | 5.654% | 0 | 0 | 0 | 0 | 0 | 0 | 0 | 0 | 0 | 0 | 0 | 0 | 0 | 0 | 0 | 0 | 121140.288 | 121140.288 | 0 | 0 | 0 | 0 | 0 | 0 | 121140.288 | 121140.288 | [8 empty] | 6396.0285 |  | 1.8254 | [9 empty] | N |  | N |  |  |  |  | 8.8926 | 32.6578 | 5.4349 | 32.4532 | 0.035492 | 0.19686 | 0.034558 | 0.18683 |  |  |  | 0 | 36551.6667
Mass Electric | NE North | North Shore | Granite 12 | Lynn | 12-12J904 | Lynn | N | OH | 4.16 | 2.1616 | 1.5794 | 739.75 | 4123.6711 | Estimated | 1.1768 | No | No | [16 empty] | 14 | 14 | [6 empty] | 14 | 14 | [16 empty] | 94.6 | 94.6 | [6 empty] | 94.6 | 94.6 | 8.038% | 0 | 0 | 0 | 0 | 0 | 0 | 0 | 0 | 0 | 0 | 0 | 0 | 0 | 0 | 0 | 0 | 111045.264 | 111045.264 | 0 | 0 | 0 | 0 | 0 | 0 | 111045.264 | 111045.264 | [8 empty] | 4123.6711 |  | 1.1768 | [9 empty] | N |  | N |  |  |  |  | 21.9534 | -21.7843 | 21.9534 | -21.7843 | 0.15681 | -0.15637 | 0.15681 | -0.15637 |  |  |  | 0 | 0
Mass Electric | NE North | North Shore | Beverly 12 | Beverly | 12-12L2 | Beverly | N | OH | 13.2 | 12.9634 | 25.7388 | 3802.1667 | 39325.288 | Metered | 10.4179 | Partial | No | [16 empty] | 310 | 310 | [6 empty] | 310 | 310 | [16 empty] | 2493.74 | 2493.74 | [6 empty] | 2493.74 | 2493.74 | 23.94% | 0 | 0 | 0 | 0 | 0 | 0 | 0 | 0 | 0 | 0 | 0 | 0 | 0 | 0 | 0 | 0 | 2927251.7616 | 2927251.7616 | 0 | 0 | 0 | 0 | 0 | 0 | 2927251.7616 | 2927251.7616 | [8 empty] | 39325.288 |  | 10.4179 | [9 empty] | N |  | N |  |  |  |  | 1194.8911 | -917.0815 | 111.8186 | -69.3105 | 4.0072 | -2.8137 | 2.9975 | -2.2777 |  |  |  | 382361 | -242601.3333
Mass Electric | NE North | North Shore | Beverly 12 | Beverly | 12-12L4 | Beverly | N | Mixed | 13.2 | 12.1174 | 9.4121 | 2100.9167 | 33087.386 | Metered | 7.9106 | Partial | No | [16 empty] | 39 | 39 | [6 empty] | 39 | 39 | [16 empty] | 535.32 | 535.32 | [6 empty] | 535.32 | 535.32 | 6.767% | 0 | 0 | 0 | 0 | 0 | 0 | 0 | 0 | 0 | 0 | 0 | 0 | 0 | 0 | 0 | 0 | 628380.0288 | 628380.0288 | 0 | 0 | 0 | 0 | 0 | 0 | 628380.0288 | 628380.0288 | [8 empty] | 33087.386 |  | 7.9106 | [9 empty] | N |  | N |  |  |  |  | 162.4524 | -28.8567 | 70.6853 | -3.2103 | 0.16041 | 0.996 | 0.12042 | 0.44902 |  |  |  | 141526 | -34576.3333
Mass Electric | NE North | North Shore | Beverly 12 | Beverly | 12-12L6 | Beverly | N | Mixed | 13.2 | 12.9634 | 3.2384 | 532.5833 | 19699.931 | Metered | 4.4735 | Partial | No | [16 empty] | 4 | 4 | [6 empty] | 4 | 4 | [16 empty] | 544.28 | 544.28 | [6 empty] | 544.28 | 544.28 | 12.17% | 0 | 0 | 0 | 0 | 0 | 0 | 0 | 0 | 0 | 0 | 0 | 0 | 0 | 0 | 0 | 0 | 638897.6352 | 638897.6352 | 0 | 0 | 0 | 0 | 0 | 0 | 638897.6352 | 638897.6352 | [8 empty] | 19699.931 |  | 4.4735 | [9 empty] | N |  | N |  |  |  |  | 6.0028 | 12.7319 | 0 | 18.7347 | 0.0018776 | 0.33752 | 0 | 0.33939 |  |  |  | 0 | 9669.3333
Mass Electric | NE North | North Shore | Lynn 21 | Lynn | 12-1381 | Lynn, Swampscott | N | OH | 13.8 | 4.9 | 4.5705 | 105.1667 | 9611.338 | Metered | 3.0595 | Partial | No | [24 empty] | 0 | 0 | [24 empty] | 0 | 0 | 0% | 0 | 0 | 0 | 0 | 0 | 0 | 0 | 0 | 0 | 0 | 0 | 0 | 0 | 0 | 0 | 0 | 0 | #VALUE! | 0 | 0 | 0 | 0 | 0 | 0 | 0 | #VALUE! | [8 empty] | 9611.338 |  | 3.0595 | [9 empty] | N |  | N |  |  |  |  | 18.1426 | -4.0593 | 18.1426 | -4.0593 | 0.19017 | 0.14316 | 0.19017 | 0.14316 |  |  |  | 1908 | -1851.6667
Mass Electric | NE North | North Shore | Lynn 21 | Lynn | 12-1382 | Lynn, Swampscott | N | UG | 13.8 | 4.9 | 3.1763 | 44.8333 | 16379.115 | Metered | 4.0236 | Partial | No | [24 empty] | 0 | 0 | [24 empty] | 0 | 0 | 0% | 0 | 0 | 0 | 0 | 0 | 0 | 0 | 0 | 0 | 0 | 0 | 0 | 0 | 0 | 0 | 0 | 0 | #VALUE! | 0 | 0 | 0 | 0 | 0 | 0 | 0 | #VALUE! | [8 empty] | 16379.115 |  | 4.0236 | [9 empty] | N |  | N |  |  |  |  | 9.2342 | -9.2342 | 9.2342 | -9.2342 | 1.026 | -1.026 | 1.026 | -1.026 |  |  |  | 414 | -414
Mass Electric | NE North | North Shore | Lynn 21 | Lynn | 12-1386 | Lynn | N | Mixed | 13.8 | 6.8122 | 3.9212 | 7.75 | 12350.626 | Metered | 2.3185 | Partial | No | [24 empty] | 0 | 0 | [24 empty] | 0 | 0 | 0% | 0 | 0 | 0 | 0 | 0 | 0 | 0 | 0 | 0 | 0 | 0 | 0 | 0 | 0 | 0 | 0 | 0 | #VALUE! | 0 | 0 | 0 | 0 | 0 | 0 | 0 | #VALUE! | [8 empty] | 12350.626 |  | 2.3185 | [9 empty] | N |  | N |  |  |  |  | 59.6129 | -11.6129 | 59.6129 | -11.6129 | 1.4194 | -0.41935 | 1.4194 | -0.41935 |  |  |  | 462 | -166
Mass Electric | NE North | North Shore | Lynn 21 | Lynn | 12-1387 | Lynn | N | Mixed | 13.8 | 6.5731 | 2.461 | 18.8333 | 4585.228 | Metered | 1.3465 | Partial | No | [24 empty] | 0 | 0 | [24 empty] | 0 | 0 | 0% | 0 | 0 | 0 | 0 | 0 | 0 | 0 | 0 | 0 | 0 | 0 | 0 | 0 | 0 | 0 | 0 | 0 | #VALUE! | 0 | 0 | 0 | 0 | 0 | 0 | 0 | #VALUE! | [8 empty] | 4585.228 |  | 1.3465 | [9 empty] | N |  | N |  |  |  |  | 198.5841 | -198.5841 | 198.5841 | -198.5841 | 3.9823 | -3.9823 | 3.9823 | -3.9823 |  |  |  | 1235 | -1235
Mass Electric | NE North | North Shore | Lynn 21 | Lynn | 12-1391 | Lynn, Nahant | N | Mixed | 13.8 | 7.29 | 7.7811 | 287.8333 | 24138.335 | Metered | 5.4 | Partial | No | [16 empty] | 19 | 19 | [6 empty] | 19 | 19 | [16 empty] | 71.26 | 71.26 | [6 empty] | 71.26 | 71.26 | 1.32% | 0 | 0 | 0 | 0 | 0 | 0 | 0 | 0 | 0 | 0 | 0 | 0 | 0 | 0 | 0 | 0 | 83647.8384 | 83647.8384 | 0 | 0 | 0 | 0 | 0 | 0 | 83647.8384 | 83647.8384 | [8 empty] | 24138.335 |  | 5.4 | [9 empty] | N |  | N |  |  |  |  | 67.5495 | 82.8997 | 57.6723 | 92.7769 | 0.14939 | 0.72192 | 0.14592 | 0.7254 |  |  |  | 0 | 7233.6667
Mass Electric | NE North | North Shore | Lynn 21 | Lynn | 12-1393 | Lynn | Y | Mixed | 13.8 | 8.72 | 3.3367 | 63 | 25646.716 | Metered | 5.11 | Partial | No | [12 empty] | 1 | 1 |  |  | 1 | 1 | [6 empty] | 2 | 2 | [12 empty] | 75 | 75 |  |  | 100 | 100 | [6 empty] | 175 | 175 | 3.425% | 0 | 0 | 0 | 0 | 0 | 0 | 0 | 0 | 0 | 0 | 0 | 0 | 378432 | 378432 | 0 | 0 | 117384 | 117384 | 0 | 0 | 0 | 0 | 0 | 0 | 495816 | 495816 | [8 empty] | 25646.716 |  | 5.11 | [9 empty] | N |  | N |  |  |  |  | 47.8413 | -41.4961 | 47.8413 | -41.4961 | 0.34921 | -0.33128 | 0.34921 | -0.33128 |  |  |  | 3014 | 4302
Mass Electric | NE North | North Shore | Lynn 21 | Lynn | 12-1394 | Lynn, Nahant | N | UG | 13.8 | 10.76 | 7.2411 | 523.1667 | 25242.458 | Metered | 5.17 | Partial | No | [16 empty] | 4 | 4 | [6 empty] | 4 | 4 | [16 empty] | 234.6 | 234.6 | [6 empty] | 234.6 | 234.6 | 4.538% | 0 | 0 | 0 | 0 | 0 | 0 | 0 | 0 | 0 | 0 | 0 | 0 | 0 | 0 | 0 | 0 | 275382.864 | 275382.864 | 0 | 0 | 0 | 0 | 0 | 0 | 275382.864 | 275382.864 | [8 empty] | 25242.458 |  | 5.17 | [9 empty] | N |  | N |  |  |  |  | 0 | 134.1203 | 0 | 133.1908 | 0 | 1.0094 | 0 | 1.0088 |  |  |  | 0 | 64853.3333
Mass Electric | NE North | North Shore | Kent 13 | Saugus | 12-13J1 | Saugus | N | Mixed | 4.16 | 2.1616 | 0.45379 | 160.5833 | 2777.2229 | Estimated | 0.79259 | No | No | [16 empty] | 5 | 5 | [6 empty] | 5 | 5 | [16 empty] | 16.91 | 16.91 | [6 empty] | 16.91 | 16.91 | 2.134% | 0 | 0 | 0 | 0 | 0 | 0 | 0 | 0 | 0 | 0 | 0 | 0 | 0 | 0 | 0 | 0 | 19849.6344 | 19849.6344 | 0 | 0 | 0 | 0 | 0 | 0 | 19849.6344 | 19849.6344 | [8 empty] | 2777.2229 |  | 0.79259 | [9 empty] | N |  | N |  |  |  |  | 0 | 199.9225 | 0 | 199.9225 | 0 | 1.8403 | 0 | 1.8403 |  |  |  | 0 | 0
Mass Electric | NE North | North Shore | Kent 13 | Saugus | 12-13J2 | Saugus | N | OH | 4.16 | 1.9815 | 0.80701 | 150.75 | 3282.1725 | Estimated | 0.93669 | No | No | [16 empty] | 9 | 9 | [6 empty] | 9 | 9 | [16 empty] | 43.415 | 43.415 | [6 empty] | 43.415 | 43.415 | 4.635% | 0 | 0 | 0 | 0 | 0 | 0 | 0 | 0 | 0 | 0 | 0 | 0 | 0 | 0 | 0 | 0 | 50962.2636 | 50962.2636 | 0 | 0 | 0 | 0 | 0 | 0 | 50962.2636 | 50962.2636 | [8 empty] | 3282.1725 |  | 0.93669 | [9 empty] | N |  | N |  |  |  |  | 1.6716 | 211.2356 | 1.6716 | 203.7216 | 0.1393 | 2.038 | 0.1393 | 2.0014 |  |  |  | 0 | 597.3333
Mass Electric | NE North | North Shore | Kent 13 | Saugus | 12-13J3 | Saugus | N | OH | 4.16 | 3.5666 | 3.86 | 438.5833 | 4797.0214 | Estimated | 1.369 | No | No | [16 empty] | 35 | 35 | [6 empty] | 35 | 35 | [16 empty] | 199.275 | 199.275 | [6 empty] | 199.275 | 199.275 | 14.56% | 0 | 0 | 0 | 0 | 0 | 0 | 0 | 0 | 0 | 0 | 0 | 0 | 0 | 0 | 0 | 0 | 233916.966 | 233916.966 | 0 | 0 | 0 | 0 | 0 | 0 | 233916.966 | 233916.966 | [8 empty] | 4797.0214 |  | 1.369 | [9 empty] | N |  | N |  |  |  |  | 8.1923 | 279.2665 | 0 | 222.7194 | 0.0022801 | 2.1456 | 0 | 2.1079 |  |  |  | 0 | 0
Mass Electric | NE North | North Shore | Maplewood 16 | Malden | 12-16J1 | Malden | N | Mixed | 4.16 | 2.0247 | 4.0572 | 950.8333 | 6143.4696 | Estimated | 1.7533 | No | No | [16 empty] | 12 | 12 | [6 empty] | 12 | 12 | [16 empty] | 66.85 | 66.85 | [6 empty] | 66.85 | 66.85 | 3.813% | 0 | 0 | 0 | 0 | 0 | 0 | 0 | 0 | 0 | 0 | 0 | 0 | 0 | 0 | 0 | 0 | 78471.204 | 78471.204 | 0 | 0 | 0 | 0 | 0 | 0 | 78471.204 | 78471.204 | [8 empty] | 6143.4696 |  | 1.7533 | [9 empty] | N |  | N |  |  |  |  | 10.4025 | 284.3691 | 10.4025 | -7.9446 | 0.16512 | 0.189 | 0.16512 | -0.14905 |  |  |  | 0 | 0
Mass Electric | NE North | North Shore | Maplewood 16 | Malden | 12-16J2 | Malden | N | Mixed | 4.16 | 2.738 | 1.4172 | 273.8333 | 4292.0718 | Estimated | 1.2249 | No | No | [16 empty] | 10 | 10 | [6 empty] | 10 | 10 | [16 empty] | 348.67 | 348.67 | [6 empty] | 348.67 | 348.67 | 28.47% | 0 | 0 | 0 | 0 | 0 | 0 | 0 | 0 | 0 | 0 | 0 | 0 | 0 | 0 | 0 | 0 | 409282.7928 | 409282.7928 | 0 | 0 | 0 | 0 | 0 | 0 | 409282.7928 | 409282.7928 | [8 empty] | 4292.0718 |  | 1.2249 | [9 empty] | N |  | N |  |  |  |  | 0 | 0.38596 | 0 | 0.38596 | 0 | 0.0012531 | 0 | 0.0012531 |  |  |  | 0 | 0
Mass Electric | NE North | North Shore | Maplewood 16 | Malden | 12-16J3 | Malden | N | Mixed | 4.16 | 2.0247 | 1.6239 | 270.0833 | 1935.7244 | Estimated | 0.55243 | No | No | [12 empty] | 1 | 1 |  |  | 7 | 7 | [6 empty] | 8 | 8 | [12 empty] | 1.2 | 1.2 |  |  | 35.23 | 35.23 | [6 empty] | 36.43 | 36.43 | 6.594% | 0 | 0 | 0 | 0 | 0 | 0 | 0 | 0 | 0 | 0 | 0 | 0 | 6054.912 | 6054.912 | 0 | 0 | 41354.3832 | 41354.3832 | 0 | 0 | 0 | 0 | 0 | 0 | 47409.2952 | 47409.2952 | [8 empty] | 1935.7244 |  | 0.55243 | [9 empty] | N |  | N |  |  |  |  | 23.2743 | -14.6384 | 23.2743 | -14.6384 | 0.051836 | 0.094536 | 0.051836 | 0.094536 |  |  |  | 0 | 0
Mass Electric | NE North | North Shore | Maplewood 16 | Malden | 12-16J4 | Malden | N | Mixed | 4.16 | 2.5723 | 3.8525 | 851.6667 | 5975.3213 | Estimated | 1.7053 | No | No | [16 empty] | 21 | 21 | [6 empty] | 21 | 21 | [16 empty] | 197.2 | 197.2 | [6 empty] | 197.2 | 197.2 | 11.56% | 0 | 0 | 0 | 0 | 0 | 0 | 0 | 0 | 0 | 0 | 0 | 0 | 0 | 0 | 0 | 0 | 231481.248 | 231481.248 | 0 | 0 | 0 | 0 | 0 | 0 | 231481.248 | 231481.248 | [8 empty] | 5975.3213 |  | 1.7053 | [9 empty] | N |  | N |  |  |  |  | 5.8791 | 15.7473 | 5.528 | 5.3697 | 0.052838 | 0.21305 | 0.051663 | -0.00050061 |  |  |  | 0 | 9372
Mass Electric | NE North | North Shore | Maplewood 16 | Malden | 12-16J5 | Malden | N | Mixed | 4.16 | 2.702 | 4.1886 | 973.5833 | 7826.7191 | Estimated | 2.2337 | No | No | [16 empty] | 19 | 19 | [6 empty] | 19 | 19 | [16 empty] | 92.91 | 92.91 | [6 empty] | 92.91 | 92.91 | 4.16% | 0 | 0 | 0 | 0 | 0 | 0 | 0 | 0 | 0 | 0 | 0 | 0 | 0 | 0 | 0 | 0 | 109061.4744 | 109061.4744 | 0 | 0 | 0 | 0 | 0 | 0 | 109061.4744 | 109061.4744 | [8 empty] | 7826.7191 |  | 2.2337 | [9 empty] | N |  | N |  |  |  |  | 37.7759 | -11.6444 | 35.6354 | -28.3091 | 0.17667 | -0.12231 | 0.17564 | -0.12947 |  |  |  | 0 | 0
Mass Electric | NE North | North Shore | Maplewood 16 | Malden | 12-16W1 | Malden, Revere, Saugus | N | Mixed | 13.8 | 12.0707 | 17.4333 | 3596.25 | 35265.015 | Metered | 10.1585 | Partial | No | [16 empty] | 131 | 131 | [6 empty] | 131 | 131 | [16 empty] | 752.4 | 752.4 | [6 empty] | 752.4 | 752.4 | 7.407% | 0 | 0 | 0 | 0 | 0 | 0 | 0 | 0 | 0 | 0 | 0 | 0 | 0 | 0 | 0 | 0 | 883197.216 | 883197.216 | 0 | 0 | 0 | 0 | 0 | 0 | 883197.216 | 883197.216 | [8 empty] | 35265.015 |  | 10.1585 | [9 empty] | N |  | N |  |  |  |  | 115.5151 | -38.1222 | 79.1271 | -35.3428 | 1.4273 | -0.93059 | 1.4112 | -0.93769 |  |  |  | 249714 | -123700.3333
Mass Electric | NE North | North Shore | Maplewood 16 | Malden | 12-16W2 | Everett, Malden | N | OH | 13.8 | 9.7521 | 14.0996 | 4452.0833 | 33084.438 | Metered | 9.0989 | Partial | No | [16 empty] | 148 | 148 | [6 empty] | 148 | 148 | [16 empty] | 753.45 | 753.45 | [6 empty] | 753.45 | 753.45 | 8.281% | 0 | 0 | 0 | 0 | 0 | 0 | 0 | 0 | 0 | 0 | 0 | 0 | 0 | 0 | 0 | 0 | 884429.748 | 884429.748 | 0 | 0 | 0 | 0 | 0 | 0 | 884429.748 | 884429.748 | [8 empty] | 33084.438 |  | 9.0989 | [7 empty] | 9 | 7.5 | N |  | N |  |  |  |  | 80.3581 | -29.1688 | 7.5356 | 38.362 | 0.074123 | 0.23753 | 0.03212 | 0.27382 |  |  |  | 0 | 92307.6667
Mass Electric | NE North | North Shore | Maplewood 16 | Malden | 12-16W3 | Malden, Melrose, Revere, Saugus | N | Mixed | 13.8 | 12.6682 | 13.4941 | 2918.6667 | 32811.372 | Metered | 7.0911 | Partial | No | [16 empty] | 65 | 65 | [6 empty] | 65 | 65 | [16 empty] | 483.76 | 483.76 | [6 empty] | 483.76 | 483.76 | 6.822% | 0 | 0 | 0 | 0 | 0 | 0 | 0 | 0 | 0 | 0 | 0 | 0 | 0 | 0 | 0 | 0 | 567856.8384 | 567856.8384 | 0 | 0 | 0 | 0 | 0 | 0 | 567856.8384 | 567856.8384 | [8 empty] | 32811.372 |  | 7.0911 | [9 empty] | N |  | N |  |  |  |  | 32.4631 | 10.7327 | 19.7206 | 12.8557 | 0.16891 | 0.23103 | 0.16172 | 0.21547 |  |  |  | 40375 | 32707.3333
Mass Electric | NE North | North Shore | Maplewood 16 | Malden | 12-16W4 | Malden, Revere | N | OH | 13.8 | 12.6682 | 7.8475 | 1110 | 28250.943 | Metered | 6.876 | Partial | No | [16 empty] | 76 | 76 | [6 empty] | 76 | 76 | [16 empty] | 731.49 | 731.49 | [6 empty] | 731.49 | 731.49 | 10.64% | 0 | 0 | 0 | 0 | 0 | 0 | 0 | 0 | 0 | 0 | 0 | 0 | 0 | 0 | 0 | 0 | 858652.2216 | 858652.2216 | 0 | 0 | 0 | 0 | 0 | 0 | 858652.2216 | 858652.2216 | [8 empty] | 28250.943 |  | 6.876 | [7 empty] | 5 | 4.5 | N |  | N |  |  |  |  | 907.5 | -694.2734 | 271.3649 | -67.0128 | 2.9297 | -1.8204 | 1.9279 | -0.83229 |  |  |  | 299063 | -133577
Mass Electric | NE North | North Shore | Maplewood 16 | Malden | 12-16W5 | Everett, Malden | N | OH | 13.8 | 12.3097 | 12.6091 | 1885.0833 | 23368.5 | Metered | 6.2225 | Partial | No | [16 empty] | 128 | 128 | 1 | 1 |  |  |  |  | 129 | 129 | [16 empty] | 1262.54 | 1262.54 | 10 | 10 |  |  |  |  | 1272.54 | 1272.54 | 20.45% | 0 | 0 | 0 | 0 | 0 | 0 | 0 | 0 | 0 | 0 | 0 | 0 | 0 | 0 | 0 | 0 | 1482019.9536 | 1482019.9536 | 11738.4 | 11738.4 | 0 | 0 | 0 | 0 | 1493758.3536 | 1493758.3536 | [8 empty] | 23368.5 |  | 6.2225 | [7 empty] | 5 | 5 | N |  | N |  |  |  |  | 12.6636 | 35.269 | 12.6636 | 35.269 | 0.064719 | 0.020673 | 0.064719 | 0.020673 |  |  |  | 0 | 0
Mass Electric | NE North | North Shore | Maplewood 16 | Malden | 12-16W6 | Malden, Melrose | N | OH | 13.8 | 12.3097 | 20.8167 | 4555.3333 | 35655.44 | Metered | 10.4771 | Partial | No | [16 empty] | 201 | 201 | 1 | 1 |  |  |  |  | 202 | 202 | [16 empty] | 1121.43 | 1121.43 | 5 | 5 |  |  |  |  | 1126.43 | 1126.43 | 10.75% | 0 | 0 | 0 | 0 | 0 | 0 | 0 | 0 | 0 | 0 | 0 | 0 | 0 | 0 | 0 | 0 | 1316379.3912 | 1316379.3912 | 5869.2 | 5869.2 | 0 | 0 | 0 | 0 | 1322248.5912 | 1322248.5912 | [8 empty] | 35655.44 |  | 10.4771 | [7 empty] | 1 | -2 | N |  | N |  |  |  |  | 79.3779 | 42.8106 | 77.3662 | -35.2805 | 2.0438 | -1.6316 | 2.0374 | -1.7199 |  |  |  | 290663 | -148291
Mass Electric | NE North | North Shore | Maplewood 16 | Malden | 12-16W7 | Everett, Malden, Revere | N | UG | 13.8 | 12.6682 | 0.19754 | 3181.1667 | 31521.73 | Metered | 11.035 | Partial | No | [16 empty] | 15 | 15 | [6 empty] | 15 | 15 | [16 empty] | 82 | 82 | [6 empty] | 82 | 82 | 0.7431% | 0 | 0 | 0 | 0 | 0 | 0 | 0 | 0 | 0 | 0 | 0 | 0 | 0 | 0 | 0 | 0 | 96254.88 | 96254.88 | 0 | 0 | 0 | 0 | 0 | 0 | 96254.88 | 96254.88 | [8 empty] | 31521.73 |  | 11.035 | [9 empty] | N |  | N |  |  |  |  | 214.8938 | 12.9406 | 209.111 | -8.9438 | 1.6887 | 0.964 | 1.6774 | 0.61782 |  |  |  | 589683 | 95531.6667
Mass Electric | NE North | North Shore | Maplewood 16 | Malden | 12-16W8 | Everett, Malden, Revere | N | OH | 13.8 | 12.6682 | 20.7422 | 3537.25 | 34422.008 | Metered | 11.1146 | Partial | No | [16 empty] | 262 | 262 | 2 | 2 |  |  |  |  | 264 | 264 | [16 empty] | 1477.19 | 1477.19 | 12.8 | 12.8 |  |  |  |  | 1489.99 | 1489.99 | 13.41% | 0 | 0 | 0 | 0 | 0 | 0 | 0 | 0 | 0 | 0 | 0 | 0 | 0 | 0 | 0 | 0 | 1733984.7096 | 1733984.7096 | 15025.152 | 15025.152 | 0 | 0 | 0 | 0 | 1749009.8616 | 1749009.8616 | [8 empty] | 34422.008 |  | 11.1146 | [9 empty] | N |  | N |  |  |  |  | 112.5954 | 195.2424 | 111.4493 | -69.3312 | 0.23804 | 0.42828 | 0.23776 | 0.09889 |  |  |  | 283198 | -283198
Mass Electric | NE North | North Shore | West Medford 17 | Medford | 12-17J1 | Medford | N | Mixed | 4.16 | 2.7308 | 2.0371 | 366.1667 | 4881.0955 | Estimated | 1.393 | No | No | [16 empty] | 3 | 3 | [6 empty] | 3 | 3 | [16 empty] | 14.4 | 14.4 | [6 empty] | 14.4 | 14.4 | 1.034% | 0 | 0 | 0 | 0 | 0 | 0 | 0 | 0 | 0 | 0 | 0 | 0 | 0 | 0 | 0 | 0 | 16903.296 | 16903.296 | 0 | 0 | 0 | 0 | 0 | 0 | 16903.296 | 16903.296 | [8 empty] | 4881.0955 |  | 1.393 | [9 empty] | N |  | N |  |  |  |  | 110.7583 | 1.5083 | 110.7583 | -0.46372 | 1.117 | -0.20608 | 1.117 | -0.20699 |  |  |  | 21518 | 5600
Mass Electric | NE North | North Shore | West Medford 17 | Medford | 12-17J2 | Medford | N | OH | 4.16 | 2.5723 | 4.6078 | 960.5 | 8163.2681 | Estimated | 2.3297 | No | No | [16 empty] | 45 | 45 | [6 empty] | 45 | 45 | [16 empty] | 229.98 | 229.98 | [6 empty] | 229.98 | 229.98 | 9.872% | 0 | 0 | 0 | 0 | 0 | 0 | 0 | 0 | 0 | 0 | 0 | 0 | 0 | 0 | 0 | 0 | 269959.7232 | 269959.7232 | 0 | 0 | 0 | 0 | 0 | 0 | 269959.7232 | 269959.7232 | [8 empty] | 8163.2681 |  | 2.3297 | [9 empty] | N |  | N |  |  |  |  | 142.5226 | -96.611 | 49.2712 | -3.3596 | 0.12285 | 0.22913 | 0.078084 | 0.2739 |  |  |  | 0 | 8453.6667
Mass Electric | NE North | North Shore | West Medford 17 | Medford | 12-17J3 | Medford | N | OH | 4.16 | 2.7668 | 6.0771 | 937.6667 | 7742.645 | Estimated | 2.2097 | No | No | [16 empty] | 45 | 45 | [6 empty] | 45 | 45 | [16 empty] | 236.72 | 236.72 | [6 empty] | 236.72 | 236.72 | 10.71% | 0 | 0 | 0 | 0 | 0 | 0 | 0 | 0 | 0 | 0 | 0 | 0 | 0 | 0 | 0 | 0 | 277871.4048 | 277871.4048 | 0 | 0 | 0 | 0 | 0 | 0 | 277871.4048 | 277871.4048 | [8 empty] | 7742.645 |  | 2.2097 | [9 empty] | N |  | N |  |  |  |  | 52.9293 | 24.1989 | 48.8916 | 6.3545 | 0.12798 | 0.3124 | 0.12691 | 0.30284 |  |  |  | 24232 | -20722
Mass Electric | NE North | North Shore | West Medford 17 | Medford | 12-17J4 | Medford, Somerville | N | OH | 4.16 | 2.8605 | 2.4854 | 692.5833 | 7405.8436 | Estimated | 2.1135 | No | No | [16 empty] | 21 | 21 | [6 empty] | 21 | 21 | [16 empty] | 95.77 | 95.77 | [6 empty] | 95.77 | 95.77 | 4.531% | 0 | 0 | 0 | 0 | 0 | 0 | 0 | 0 | 0 | 0 | 0 | 0 | 0 | 0 | 0 | 0 | 112418.6568 | 112418.6568 | 0 | 0 | 0 | 0 | 0 | 0 | 112418.6568 | 112418.6568 | [8 empty] | 7405.8436 |  | 2.1135 | [9 empty] | N |  | N |  |  |  |  | 0 | 97.0907 | 0 | 34.2351 | 0 | 0.38833 | 0 | 0.33238 |  |  |  | 0 | 0
Mass Electric | NE North | North Shore | West Medford 17 | Medford | 12-17J5 | Medford | N | OH | 4.16 | 2.6299 | 4.0987 | 1308 | 7742.645 | Estimated | 2.2097 | No | No | [16 empty] | 24 | 24 | [6 empty] | 24 | 24 | [16 empty] | 109.89 | 109.89 | [6 empty] | 109.89 | 109.89 | 4.973% | 0 | 0 | 0 | 0 | 0 | 0 | 0 | 0 | 0 | 0 | 0 | 0 | 0 | 0 | 0 | 0 | 128993.2776 | 128993.2776 | 0 | 0 | 0 | 0 | 0 | 0 | 128993.2776 | 128993.2776 | [8 empty] | 7742.645 |  | 2.2097 | [9 empty] | N |  | N |  |  |  |  | 1.3746 | 271.8708 | 1.1705 | 40.7007 | 0.015291 | 0.67362 | 0.014526 | 0.34458 |  |  |  | 0 | 0
Mass Electric | NE North | North Shore | West Medford 17 | Medford | 12-17J6 | Medford, Winchester | N | OH | 4.16 | 2.8821 | 3.4364 | 448.8333 | 5890.9948 | Estimated | 1.6812 | No | No | [16 empty] | 24 | 24 | [6 empty] | 24 | 24 | [16 empty] | 137.45 | 137.45 | [6 empty] | 137.45 | 137.45 | 8.176% | 0 | 0 | 0 | 0 | 0 | 0 | 0 | 0 | 0 | 0 | 0 | 0 | 0 | 0 | 0 | 0 | 161344.308 | 161344.308 | 0 | 0 | 0 | 0 | 0 | 0 | 161344.308 | 161344.308 | [8 empty] | 5890.9948 |  | 1.6812 | [9 empty] | N |  | N |  |  |  |  | 1.1987 | 38.7864 | 1.1987 | 36.677 | 0.002228 | 0.36876 | 0.002228 | 0.36802 |  |  |  | 0 | 139
Mass Electric | NE North | North Shore | North Beverly 18 | Beverly | 12-18J1 | Beverly | N | Mixed | 4.16 | 1.6933 | 0.44678 | 15 | 4292.0718 | Estimated | 1.2249 | No | No | [16 empty] | 3 | 3 | [6 empty] | 3 | 3 | [16 empty] | 22.5 | 22.5 | [6 empty] | 22.5 | 22.5 | 1.837% | 0 | 0 | 0 | 0 | 0 | 0 | 0 | 0 | 0 | 0 | 0 | 0 | 0 | 0 | 0 | 0 | 26411.4 | 26411.4 | 0 | 0 | 0 | 0 | 0 | 0 | 26411.4 | 26411.4 | [8 empty] | 4292.0718 |  | 1.2249 | [9 empty] | N |  | N |  |  |  |  | 0 | 37.6667 | 0 | 37.6667 | 0 | 0.33333 | 0 | 0.33333 |  |  |  | 0 | 0
Mass Electric | NE North | North Shore | North Beverly 18 | Beverly | 12-18J3 | Beverly | N | Mixed | 4.16 | 2.4858 | 1.4589 | 43.9167 | 2356.4316 | Estimated | 0.6725 | No | No | [16 empty] | 2 | 2 | [6 empty] | 2 | 2 | [16 empty] | 981.6 | 981.6 | [6 empty] | 981.6 | 981.6 | 146% | 0 | 0 | 0 | 0 | 0 | 0 | 0 | 0 | 0 | 0 | 0 | 0 | 0 | 0 | 0 | 0 | 1152241.344 | 1152241.344 | 0 | 0 | 0 | 0 | 0 | 0 | 1152241.344 | 1152241.344 | [8 empty] | 2356.4316 |  | 0.6725 | [9 empty] | N |  | N |  |  |  |  | 0 | 525.8513 | 0 | 171.8513 | 0 | 1.0002 | 0 | 0.66684 |  |  |  | 0 | 5848.3333
Mass Electric | NE North | North Shore | North Beverly 18 | Beverly | 12-18J4 | Beverly | N | Mixed | 4.16 | 2.8461 | 1.5545 | 104 | 7405.9278 | Estimated | 2.1136 | No | No | [16 empty] | 2 | 2 | [6 empty] | 2 | 2 | [16 empty] | 220 | 220 | [6 empty] | 220 | 220 | 10.41% | 0 | 0 | 0 | 0 | 0 | 0 | 0 | 0 | 0 | 0 | 0 | 0 | 0 | 0 | 0 | 0 | 258244.8 | 258244.8 | 0 | 0 | 0 | 0 | 0 | 0 | 258244.8 | 258244.8 | [8 empty] | 7405.9278 |  | 2.1136 | [9 empty] | N |  | N |  |  |  |  | 0 | 62.146 | 0 | 61.3333 | 0 | 0.66984 | 0 | 0.66667 |  |  |  | 0 | 0
Mass Electric | NE North | North Shore | North Beverly 18 | Beverly | 12-18L1 | Beverly, Wenham | N | Mixed | 13.2 | 8.5965 | 19.7093 | 1032.0833 | 19734.3052 | Estimated | 5.6319 | Partial | No | [16 empty] | 50 | 50 | 1 | 1 |  |  |  |  | 51 | 51 | [16 empty] | 2411.74 | 2411.74 | 7.6 | 7.6 |  |  |  |  | 2419.34 | 2419.34 | 42.96% | 0 | 0 | 0 | 0 | 0 | 0 | 0 | 0 | 0 | 0 | 0 | 0 | 0 | 0 | 0 | 0 | 2830996.8816 | 2830996.8816 | 8921.184 | 8921.184 | 0 | 0 | 0 | 0 | 2839918.0656 | 2839918.0656 | [8 empty] | 19734.3052 |  | 5.6319 | [9 empty] | N |  | N |  |  |  |  | 104.1738 | 262.1575 | 31.5498 | 96.459 | 0.13855 | 1.3096 | 0.092047 | 1.2583 |  |  |  | 0 | 15791.3333
Mass Electric | NE North | North Shore | North Beverly 18 | Beverly | 12-18L2 | Beverly, Hamilton, Wenham | N | OH | 13.2 | 8.5965 | 20.6979 | 1606.0833 | 21042.8044 | Estimated | 6.0054 | Partial | No | [16 empty] | 55 | 55 | 1 | 1 |  |  |  |  | 56 | 56 | [16 empty] | 330.81 | 330.81 | 6.4 | 6.4 |  |  |  |  | 337.21 | 337.21 | 5.615% | 0 | 0 | 0 | 0 | 0 | 0 | 0 | 0 | 0 | 0 | 0 | 0 | 0 | 0 | 0 | 0 | 388318.0104 | 388318.0104 | 7512.576 | 7512.576 | 0 | 0 | 0 | 0 | 395830.5864 | 395830.5864 | [8 empty] | 21042.8044 |  | 6.0054 | [9 empty] | N |  | N |  |  |  |  | 291.9568 | 642.8856 | 44.1029 | 161.2825 | 0.87106 | 1.7516 | 0.77767 | 1.583 |  |  |  | 49520 | 84646.3333
Mass Electric | NE North | North Shore | Turnpike 19 | Lynnfield | 12-19W1 | Lynn, Lynnfield, Saugus | N | Mixed | 13.8 | 12.1902 | 21.1303 | 2269.8333 | 27443.5628 | Estimated | 7.8321 | No | No | [12 empty] | 1 | 1 |  |  | 129 | 129 | [6 empty] | 130 | 130 | [12 empty] | 1.2 | 1.2 |  |  | 812.715 | 812.715 | [6 empty] | 813.915 | 813.915 | 10.39% | 0 | 0 | 0 | 0 | 0 | 0 | 0 | 0 | 0 | 0 | 0 | 0 | 6054.912 | 6054.912 | 0 | 0 | 953997.3756 | 953997.3756 | 0 | 0 | 0 | 0 | 0 | 0 | 960052.2876 | 960052.2876 | [8 empty] | 27443.5628 |  | 7.8321 | [9 empty] | N |  | N |  |  |  |  | 219.0663 | 71.85 | 120.6058 | -53.8137 | 1.5023 | 0.203 | 1.123 | -0.44178 |  |  |  | 226413 | -126110.3333
Mass Electric | NE North | North Shore | Turnpike 19 | Lynnfield | 12-19W2 | Lynnfield, Saugus | N | Mixed | 13.8 | 9.0829 | 10.9981 | 606.0833 | 16331.9643 | Estimated | 4.6609 | No | No | [16 empty] | 26 | 26 | [6 empty] | 26 | 26 | [16 empty] | 686.81 | 686.81 | [6 empty] | 686.81 | 686.81 | 14.74% | 0 | 0 | 0 | 0 | 0 | 0 | 0 | 0 | 0 | 0 | 0 | 0 | 0 | 0 | 0 | 0 | 806205.0504 | 806205.0504 | 0 | 0 | 0 | 0 | 0 | 0 | 806205.0504 | 806205.0504 | [8 empty] | 16331.9643 |  | 4.6609 | [9 empty] | N |  | N |  |  |  |  | 530.9484 | -269.3387 | 16.5274 | 150.878 | 0.63028 | 0.55863 | 0.15509 | 0.87237 |  |  |  | 0 | 14173.3333
Mass Electric | NE North | North Shore | Salem 1 Peabody St | Salem | 12-1J1 | Salem | N | OH | 4.16 | 2.4858 | 1.2085 | 277.8333 | 3938.607 | Estimated | 1.124 | No | No | [24 empty] | 0 | 0 | [24 empty] | 0 | 0 | 0% | 0 | 0 | 0 | 0 | 0 | 0 | 0 | 0 | 0 | 0 | 0 | 0 | 0 | 0 | 0 | 0 | 0 | #VALUE! | 0 | 0 | 0 | 0 | 0 | 0 | 0 | #VALUE! | [8 empty] | 3938.607 |  | 1.124 | [9 empty] | N |  | N |  |  |  |  | 47.7984 | -1.3639 | 47.7984 | -1.6187 | 0.057588 | 1.0196 | 0.057588 | 1.0184 |  |  |  | 0 | 8436.6667
Mass Electric | NE North | North Shore | Salem 1 Peabody St | Salem | 12-1J10 | Salem | N | UG | 4.16 | 2.4858 | 1.8364 | 183.3333 | 4544.5466 | Estimated | 1.297 | No | No | [24 empty] | 0 | 0 | [24 empty] | 0 | 0 | 0% | 0 | 0 | 0 | 0 | 0 | 0 | 0 | 0 | 0 | 0 | 0 | 0 | 0 | 0 | 0 | 0 | 0 | #VALUE! | 0 | 0 | 0 | 0 | 0 | 0 | 0 | #VALUE! | [8 empty] | 4544.5466 |  | 1.297 | [9 empty] | N |  | N |  |  |  |  | 0 | 56.1101 | 0 | 56.1101 | 0 | 0.4626 | 0 | 0.4626 |  |  |  | 0 | 0
Mass Electric | NE North | North Shore | Salem 1 Peabody St | Salem | 12-1J12 | Salem | N | Mixed | 4.16 | 2.4498 | 2.6771 | 937.75 | 5958.4055 | Estimated | 1.7005 | No | No | [16 empty] | 11 | 11 | [6 empty] | 11 | 11 | [16 empty] | 53.33 | 53.33 | [6 empty] | 53.33 | 53.33 | 3.136% | 0 | 0 | 0 | 0 | 0 | 0 | 0 | 0 | 0 | 0 | 0 | 0 | 0 | 0 | 0 | 0 | 62600.8872 | 62600.8872 | 0 | 0 | 0 | 0 | 0 | 0 | 62600.8872 | 62600.8872 | [8 empty] | 5958.4055 |  | 1.7005 | [9 empty] | N |  | N |  |  |  |  | 0 | 11.1837 | 0 | 10.4034 | 0 | 0.36447 | 0 | 0.36412 |  |  |  | 0 | 0
Mass Electric | NE North | North Shore | Salem 1 Peabody St | Salem | 12-1J15 | Salem | N | UG | 4.16 | 2.4858 | 0.71799 | 68.6667 | 908.9093 | Estimated | 0.25939 | No | No | [24 empty] | 0 | 0 | [24 empty] | 0 | 0 | 0% | 0 | 0 | 0 | 0 | 0 | 0 | 0 | 0 | 0 | 0 | 0 | 0 | 0 | 0 | 0 | 0 | 0 | #VALUE! | 0 | 0 | 0 | 0 | 0 | 0 | 0 | #VALUE! | [8 empty] | 908.9093 |  | 0.25939 | [9 empty] | N |  | N |  |  |  |  | 726.9466 | -662.3355 | 726.9466 | -662.3355 | 0.97573 | -0.32573 | 0.97573 | -0.32573 |  |  |  | 49917 | -49917
Mass Electric | NE North | North Shore | Salem 1 Peabody St | Salem | 12-1J2 | Salem | N | UG | 4.16 | 2.4858 | 1.4701 | 168.5 | 3198.0984 | Estimated | 0.9127 | No | No | [16 empty] | 1 | 1 | [6 empty] | 1 | 1 | [16 empty] | 2.58 | 2.58 | [6 empty] | 2.58 | 2.58 | 0.2827% | 0 | 0 | 0 | 0 | 0 | 0 | 0 | 0 | 0 | 0 | 0 | 0 | 0 | 0 | 0 | 0 | 3028.5072 | 3028.5072 | 0 | 0 | 0 | 0 | 0 | 0 | 3028.5072 | 3028.5072 | [8 empty] | 3198.0984 |  | 0.9127 | [9 empty] | N |  | N |  |  |  |  | 84.5282 | 7.0882 | 84.5282 | 7.0882 | 0.78338 | 0.47057 | 0.78338 | 0.47057 |  |  |  | 14243 | 5173.6667
Mass Electric | NE North | North Shore | Salem 1 Peabody St | Salem | 12-1J3 | Salem | N | OH | 4.16 | 2.4498 | 1.5686 | 321.9167 | 4544.5466 | Estimated | 1.297 | No | No | [24 empty] | 0 | 0 | [24 empty] | 0 | 0 | 0% | 0 | 0 | 0 | 0 | 0 | 0 | 0 | 0 | 0 | 0 | 0 | 0 | 0 | 0 | 0 | 0 | 0 | #VALUE! | 0 | 0 | 0 | 0 | 0 | 0 | 0 | #VALUE! | [8 empty] | 4544.5466 |  | 1.297 | [9 empty] | N |  | N |  |  |  |  | 0 | 98.9648 | 0 | 98.9648 | 0 | 0.6521 | 0 | 0.6521 |  |  |  | 0 | 28568
Mass Electric | NE North | North Shore | Salem 1 Peabody St | Salem | 12-1J4 | Salem | N | Mixed | 4.16 | 2.4858 | 3.1415 | 479.3333 | 4746.5264 | Estimated | 1.3546 | No | No | [16 empty] | 3 | 3 | [6 empty] | 3 | 3 | [16 empty] | 16.9 | 16.9 | [6 empty] | 16.9 | 16.9 | 1.248% | 0 | 0 | 0 | 0 | 0 | 0 | 0 | 0 | 0 | 0 | 0 | 0 | 0 | 0 | 0 | 0 | 19837.896 | 19837.896 | 0 | 0 | 0 | 0 | 0 | 0 | 19837.896 | 19837.896 | [8 empty] | 4746.5264 |  | 1.3546 | [9 empty] | N |  | N |  |  |  |  | 113.4951 | 189.5122 | 113.0195 | 0.91981 | 1.0035 | 0.50443 | 1.0014 | 0.39718 |  |  |  | 54174 | -19173
Mass Electric | NE North | North Shore | Salem 1 Peabody St | Salem | 12-1J5 | Salem | N | UG | 4.16 | 2.4858 | 0.5483 | 1 | 3029.6977 | Estimated | 0.86464 | No | No | [24 empty] | 0 | 0 | [24 empty] | 0 | 0 | 0% | 0 | 0 | 0 | 0 | 0 | 0 | 0 | 0 | 0 | 0 | 0 | 0 | 0 | 0 | 0 | 0 | 0 | #VALUE! | 0 | 0 | 0 | 0 | 0 | 0 | 0 | #VALUE! | [8 empty] | 3029.6977 |  | 0.86464 | [9 empty] | N |  | N |  |  |  |  | 0 | 10 | 0 | 10 | 0 | 0.33333 | 0 | 0.33333 |  |  |  | 0 | 0
Mass Electric | NE North | North Shore | Salem 1 Peabody St | Salem | 12-1J6 | Salem | N | Mixed | 4.16 | 2.4858 | 0.66705 | 75.5 | 3029.6977 | Estimated | 0.86464 | No | No | [24 empty] | 0 | 0 | [24 empty] | 0 | 0 | 0% | 0 | 0 | 0 | 0 | 0 | 0 | 0 | 0 | 0 | 0 | 0 | 0 | 0 | 0 | 0 | 0 | 0 | #VALUE! | 0 | 0 | 0 | 0 | 0 | 0 | 0 | #VALUE! | [8 empty] | 3029.6977 |  | 0.86464 | [9 empty] | N |  | N |  |  |  |  | 0 | 9.863 | 0 | 9.863 | 0 | 0.32877 | 0 | 0.32877 |  |  |  | 0 | 0
Mass Electric | NE North | North Shore | Salem 1 Peabody St | Salem | 12-1J7 | Salem, | N | OH | 4.16 | 2.4858 | 2.1299 | 924.8333 | 6160.3854 | Estimated | 1.7581 | No | No | [16 empty] | 4 | 4 | [6 empty] | 4 | 4 | [16 empty] | 20.2 | 20.2 | [6 empty] | 20.2 | 20.2 | 1.149% | 0 | 0 | 0 | 0 | 0 | 0 | 0 | 0 | 0 | 0 | 0 | 0 | 0 | 0 | 0 | 0 | 23711.568 | 23711.568 | 0 | 0 | 0 | 0 | 0 | 0 | 23711.568 | 23711.568 | [8 empty] | 6160.3854 |  | 1.7581 | [9 empty] | N |  | N |  |  |  |  | 1721.0625 | -1666.6201 | 51.22 | 2.0954 | 1.1451 | -0.53052 | 0.15354 | 0.46031 |  |  |  | 47370 | -20720
Mass Electric | NE North | North Shore | Humphrey 1 | Swampscott | 12-1J901 | Lynn, Swampscott | N | Mixed | 4.16 | 2.7957 | 2.6617 | 594.1667 | 5554.4458 | Estimated | 1.5852 | No | No | [16 empty] | 17 | 17 | [6 empty] | 17 | 17 | [16 empty] | 74.71 | 74.71 | [6 empty] | 74.71 | 74.71 | 4.713% | 0 | 0 | 0 | 0 | 0 | 0 | 0 | 0 | 0 | 0 | 0 | 0 | 0 | 0 | 0 | 0 | 87697.5864 | 87697.5864 | 0 | 0 | 0 | 0 | 0 | 0 | 87697.5864 | 87697.5864 | [8 empty] | 5554.4458 |  | 1.5852 | [9 empty] | N |  | N |  |  |  |  | 953.9647 | -941.5497 | 0.42412 | 11.9908 | 0.99467 | -0.86901 | 0.011781 | 0.11387 |  |  |  | 0 | 0
Mass Electric | NE North | North Shore | Humphrey 1 | Swampscott | 12-1J902 | Swampscott | N | OH | 4.16 | 1.7437 | 2.1258 | 178.1667 | 2524.7481 | Estimated | 0.72053 | No | No | [16 empty] | 7 | 7 | [6 empty] | 7 | 7 | [16 empty] | 46.32 | 46.32 | [6 empty] | 46.32 | 46.32 | 6.429% | 0 | 0 | 0 | 0 | 0 | 0 | 0 | 0 | 0 | 0 | 0 | 0 | 0 | 0 | 0 | 0 | 54372.2688 | 54372.2688 | 0 | 0 | 0 | 0 | 0 | 0 | 54372.2688 | 54372.2688 | [8 empty] | 2524.7481 |  | 0.72053 | [9 empty] | N |  | N |  |  |  |  | 0 | 147.8455 | 0 | 94.1531 | 0 | 0.73758 | 0 | 0.71377 |  |  |  | 0 | 12569
Mass Electric | NE North | North Shore | Humphrey 1 | Swampscott | 12-1J903 | Swampscott | N | Mixed | 4.16 | 1.7077 | 0.62197 | 133.5 | 1178.2999 | Estimated | 0.33627 | No | No | [16 empty] | 1 | 1 | [6 empty] | 1 | 1 | [16 empty] | 5 | 5 | [6 empty] | 5 | 5 | 1.487% | 0 | 0 | 0 | 0 | 0 | 0 | 0 | 0 | 0 | 0 | 0 | 0 | 0 | 0 | 0 | 0 | 5869.2 | 5869.2 | 0 | 0 | 0 | 0 | 0 | 0 | 5869.2 | 5869.2 | [8 empty] | 1178.2999 |  | 0.33627 | [9 empty] | N |  | N |  |  |  |  | 620.0899 | -539.6353 | 0 | 80.4545 | 0.94382 | -0.86806 | 0 | 0.075758 |  |  |  | 0 | 0
Mass Electric | NE North | North Shore | Humphrey 1 | Swampscott | 12-1J904 | Swampscott | N | OH | 4.16 | 2.6299 | 1.4087 | 221.4167 | 2524.7481 | Estimated | 0.72053 | No | No | [16 empty] | 9 | 9 | [6 empty] | 9 | 9 | [16 empty] | 56.9 | 56.9 | [6 empty] | 56.9 | 56.9 | 7.897% | 0 | 0 | 0 | 0 | 0 | 0 | 0 | 0 | 0 | 0 | 0 | 0 | 0 | 0 | 0 | 0 | 66791.496 | 66791.496 | 0 | 0 | 0 | 0 | 0 | 0 | 66791.496 | 66791.496 | [8 empty] | 2524.7481 |  | 0.72053 | [9 empty] | N |  | N |  |  |  |  | 453.5205 | -186.983 | 0 | 94.5973 | 1.0026 | -0.2831 | 0 | 0.55798 |  |  |  | 0 | 30118
Mass Electric | NE North | North Shore | Lynn 21 | Lynn | 12-21J21 | Lynn, Nahant | N | OH | 4.16 | 2.4858 | 4.2371 | 1442.25 | 5470.2876 | Estimated | 1.5612 | No | No | [16 empty] | 10 | 10 | [6 empty] | 10 | 10 | [16 empty] | 38.32 | 38.32 | [6 empty] | 38.32 | 38.32 | 2.455% | 0 | 0 | 0 | 0 | 0 | 0 | 0 | 0 | 0 | 0 | 0 | 0 | 0 | 0 | 0 | 0 | 44981.5488 | 44981.5488 | 0 | 0 | 0 | 0 | 0 | 0 | 44981.5488 | 44981.5488 | [8 empty] | 5470.2876 |  | 1.5612 | [9 empty] | N |  | N |  |  |  |  | 715.0432 | -521.2383 | 121.2709 | 56.1247 | 1.0768 | -0.029708 | 0.60738 | 0.40119 |  |  |  | 0 | 0
Mass Electric | NE North | North Shore | Lynn 21 | Lynn | 12-21J22 | Lynn | N | UG | 4.16 | 2.1976 | 2.1273 | 112.3333 | 2188.1992 | Estimated | 0.62449 | No | No | [24 empty] | 0 | 0 | [24 empty] | 0 | 0 | 0% | 0 | 0 | 0 | 0 | 0 | 0 | 0 | 0 | 0 | 0 | 0 | 0 | 0 | 0 | 0 | 0 | 0 | #VALUE! | 0 | 0 | 0 | 0 | 0 | 0 | 0 | #VALUE! | [8 empty] | 2188.1992 |  | 0.62449 | [9 empty] | N |  | N |  |  |  |  | 0 | 133.2076 | 0 | 133.2076 | 0 | 1.1179 | 0 | 1.1179 |  |  |  | 0 | 0
Mass Electric | NE North | North Shore | Lynn 21 | Lynn | 12-21J23 | Lynn | N | OH | 4.16 | 1.4843 | 3.0854 | 333.4167 | 3029.6977 | Estimated | 0.86464 | No | No | [16 empty] | 5 | 5 | [6 empty] | 5 | 5 | [16 empty] | 28.98 | 28.98 | [6 empty] | 28.98 | 28.98 | 3.352% | 0 | 0 | 0 | 0 | 0 | 0 | 0 | 0 | 0 | 0 | 0 | 0 | 0 | 0 | 0 | 0 | 34017.8832 | 34017.8832 | 0 | 0 | 0 | 0 | 0 | 0 | 34017.8832 | 34017.8832 | [8 empty] | 3029.6977 |  | 0.86464 | [9 empty] | N |  | N |  |  |  |  | 552.051 | -306.4436 | 552.051 | -307.1265 | 3.0622 | -1.9011 | 3.0622 | -1.9027 |  |  |  | 184063 | -184063
Mass Electric | NE North | North Shore | Lynn 21 | Lynn | 12-21J24 | Lynn | N | OH | 4.16 | 2.1976 | 0.69943 | 19 | 925.8251 | Estimated | 0.26422 | No | No | [24 empty] | 0 | 0 | [24 empty] | 0 | 0 | 0% | 0 | 0 | 0 | 0 | 0 | 0 | 0 | 0 | 0 | 0 | 0 | 0 | 0 | 0 | 0 | 0 | 0 | #VALUE! | 0 | 0 | 0 | 0 | 0 | 0 | 0 | #VALUE! | [8 empty] | 925.8251 |  | 0.26422 | [9 empty] | N |  | N |  |  |  |  | 0 | 96.3333 | 0 | 96.3333 | 0 | 1 | 0 | 1 |  |  |  | 0 | 0
Mass Electric | NE North | North Shore | Lynn 21 | Lynn | 12-21J25 | Lynn | N | OH | 4.16 | 2.1976 | 3.7487 | 1166 | 4881.0955 | Estimated | 1.393 | No | No | [16 empty] | 5 | 5 | [6 empty] | 5 | 5 | [16 empty] | 19.8 | 19.8 | [6 empty] | 19.8 | 19.8 | 1.421% | 0 | 0 | 0 | 0 | 0 | 0 | 0 | 0 | 0 | 0 | 0 | 0 | 0 | 0 | 0 | 0 | 23242.032 | 23242.032 | 0 | 0 | 0 | 0 | 0 | 0 | 23242.032 | 23242.032 | [8 empty] | 4881.0955 |  | 1.393 | [9 empty] | N |  | N |  |  |  |  | 316.4245 | -89.5497 | 168.3679 | 58.5069 | 1.0858 | 0.45747 | 1.0197 | 0.52351 |  |  |  | 181547 | -22094
Mass Electric | NE North | North Shore | Lynn 21 | Lynn | 12-21J27 | Lynn | N | OH | 4.16 | 2.1112 | 2.6161 | 39 | 4249.9085 | Estimated | 1.2129 | No | No | 1 | 1 | [14 empty] | 1 | 1 | [6 empty] | 2 | 2 | 325 | 325 | [14 empty] | 95 | 95 | [6 empty] | 420 | 420 | 34.63% | 2086851 | 2086851 | 0 | 0 | 0 | 0 | 0 | 0 | 0 | 0 | 0 | 0 | 0 | 0 | 0 | 0 | 111514.8 | 111514.8 | 0 | 0 | 0 | 0 | 0 | 0 | 2198365.8 | 2198365.8 | [8 empty] | 4249.9085 |  | 1.2129 | [9 empty] | N |  | N |  |  |  |  | 0 | 72.9376 | 0 | 68.1 | 0 | 0.70021 | 0 | 0.69167 |  |  |  | 0 | 0
Mass Electric | NE North | North Shore | Lynn 21 | Lynn | 12-21J28 | Lynn | N | Mixed | 4.16 | 1.6356 | 2.5134 | 525.0833 | 3955.5229 | Estimated | 1.1289 | No | No | [16 empty] | 13 | 13 | [6 empty] | 13 | 13 | [16 empty] | 68.25 | 68.25 | [6 empty] | 68.25 | 68.25 | 6.046% | 0 | 0 | 0 | 0 | 0 | 0 | 0 | 0 | 0 | 0 | 0 | 0 | 0 | 0 | 0 | 0 | 80114.58 | 80114.58 | 0 | 0 | 0 | 0 | 0 | 0 | 80114.58 | 80114.58 | [8 empty] | 3955.5229 |  | 1.1289 | [9 empty] | N |  | N |  |  |  |  | 126.6751 | 80.2693 | 126.6751 | 80.2693 | 1.2988 | 1.0792 | 1.2988 | 1.0792 |  |  |  | 58505 | 16912.3333
Mass Electric | NE North | North Shore | Lynn 21 | Lynn | 12-21J29 | Lynn | N | OH | 4.16 | 2.1976 | 3.264 | 38 | 3787.1222 | Estimated | 1.0808 | No | No | [16 empty] | 1 | 1 | [6 empty] | 1 | 1 | [16 empty] | 232 | 232 | [6 empty] | 232 | 232 | 21.47% | 0 | 0 | 0 | 0 | 0 | 0 | 0 | 0 | 0 | 0 | 0 | 0 | 0 | 0 | 0 | 0 | 272330.88 | 272330.88 | 0 | 0 | 0 | 0 | 0 | 0 | 272330.88 | 272330.88 | [8 empty] | 3787.1222 |  | 1.0808 | [9 empty] | N |  | N |  |  |  |  | 70.0526 | 69.386 | 70.0526 | 48.4415 | 0.97368 | -0.043447 | 0.97368 | -0.061965 |  |  |  | 2662 | -1087.3333
Mass Electric | NE North | North Shore | Lynn 21 | Lynn | 12-21J30 | Lynn | N | Mixed | 4.16 | 2.1976 | 3.9155 | 759.1667 | 4797.0214 | Estimated | 1.369 | No | No | [16 empty] | 12 | 12 | [6 empty] | 12 | 12 | [16 empty] | 67.85 | 67.85 | [6 empty] | 67.85 | 67.85 | 4.956% | 0 | 0 | 0 | 0 | 0 | 0 | 0 | 0 | 0 | 0 | 0 | 0 | 0 | 0 | 0 | 0 | 79645.044 | 79645.044 | 0 | 0 | 0 | 0 | 0 | 0 | 79645.044 | 79645.044 | [8 empty] | 4797.0214 |  | 1.369 | [9 empty] | N |  | N |  |  |  |  | 34.2784 | 167.0776 | 34.2784 | 78.9711 | 0.1989 | 1.2525 | 0.1989 | 1.1573 |  |  |  | 0 | 38430.6667
Mass Electric | NE North | North Shore | Lynn 21 | Lynn | 12-21J32 | Lynn | N | Mixed | 4.16 | 2.1976 | 3.7545 | 628.75 | 4544.5466 | Estimated | 1.297 | No | No | [16 empty] | 26 | 26 | [6 empty] | 26 | 26 | [16 empty] | 185.71 | 185.71 | [6 empty] | 185.71 | 185.71 | 14.32% | 0 | 0 | 0 | 0 | 0 | 0 | 0 | 0 | 0 | 0 | 0 | 0 | 0 | 0 | 0 | 0 | 217993.8264 | 217993.8264 | 0 | 0 | 0 | 0 | 0 | 0 | 217993.8264 | 217993.8264 | [8 empty] | 4544.5466 |  | 1.297 | [9 empty] | N |  | N |  |  |  |  | 0 | 190.345 | 0 | 59.1397 | 0 | 0.99418 | 0 | 0.66458 |  |  |  | 0 | 0
Mass Electric | NE North | North Shore | Lynn 21 | Lynn | 12-21J33 | Lynn | N | Mixed | 4.16 | 1.8446 | 2.4962 | 269.1667 | 3366.2467 | Estimated | 0.96069 | No | No | [16 empty] | 2 | 2 | [6 empty] | 2 | 2 | [16 empty] | 8.8 | 8.8 | [6 empty] | 8.8 | 8.8 | 0.916% | 0 | 0 | 0 | 0 | 0 | 0 | 0 | 0 | 0 | 0 | 0 | 0 | 0 | 0 | 0 | 0 | 10329.792 | 10329.792 | 0 | 0 | 0 | 0 | 0 | 0 | 10329.792 | 10329.792 | [8 empty] | 3366.2467 |  | 0.96069 | [9 empty] | N |  | N |  |  |  |  | 188.504 | 51.6911 | 188.504 | 51.6911 | 2.0285 | -0.62797 | 2.0285 | -0.62797 |  |  |  | 50739 | -2134
Mass Electric | NE North | North Shore | Lynn 21 | Lynn | 12-21J34 | Lynn | N | Mixed | 4.16 | 1.333 | 2.7847 | 658 | 3113.7718 | Estimated | 0.88863 | No | No | [16 empty] | 5 | 5 | [6 empty] | 5 | 5 | [16 empty] | 24.58 | 24.58 | [6 empty] | 24.58 | 24.58 | 2.766% | 0 | 0 | 0 | 0 | 0 | 0 | 0 | 0 | 0 | 0 | 0 | 0 | 0 | 0 | 0 | 0 | 28852.9872 | 28852.9872 | 0 | 0 | 0 | 0 | 0 | 0 | 28852.9872 | 28852.9872 | [8 empty] | 3113.7718 |  | 0.88863 | [9 empty] | N |  | N |  |  |  |  | 0 | 84.9232 | 0 | 71.7373 | 0 | 0.82686 | 0 | 0.81848 |  |  |  | 0 | 0
Mass Electric | NE North | North Shore | Lynn 21 | Lynn | 12-21J35 | Lynn | N | UG | 4.16 | 1.3258 | 2.0822 | 321.1667 | 3366.2467 | Estimated | 0.96069 | No | No | [16 empty] | 1 | 1 | [6 empty] | 1 | 1 | [16 empty] | 20 | 20 | [6 empty] | 20 | 20 | 2.082% | 0 | 0 | 0 | 0 | 0 | 0 | 0 | 0 | 0 | 0 | 0 | 0 | 0 | 0 | 0 | 0 | 23476.8 | 23476.8 | 0 | 0 | 0 | 0 | 0 | 0 | 23476.8 | 23476.8 | [8 empty] | 3366.2467 |  | 0.96069 | [9 empty] | N |  | N |  |  |  |  | 0 | 95.6913 | 0 | 95.6913 | 0 | 0.72641 | 0 | 0.72641 |  |  |  | 0 | 0
Mass Electric | NE North | North Shore | Lynn 21 | Lynn | 12-21J37 | Lynn | N | Mixed | 4.16 | 2.1976 | 3.8549 | 763.25 | 6311.8703 | Estimated | 1.8013 | No | No | [16 empty] | 21 | 21 | [6 empty] | 21 | 21 | [16 empty] | 118.76 | 118.76 | [6 empty] | 118.76 | 118.76 | 6.593% | 0 | 0 | 0 | 0 | 0 | 0 | 0 | 0 | 0 | 0 | 0 | 0 | 0 | 0 | 0 | 0 | 139405.2384 | 139405.2384 | 0 | 0 | 0 | 0 | 0 | 0 | 139405.2384 | 139405.2384 | [8 empty] | 6311.8703 |  | 1.8013 | [9 empty] | N |  | N |  |  |  |  | 0.42581 | 109.0523 | 0.42581 | 109.0523 | 0.0013102 | 1.0397 | 0.0013102 | 1.0397 |  |  |  | 0 | 25055.3333
Mass Electric | NE North | North Shore | Lynn 21 | Lynn | 12-21J41 | Lynn | N | OH | 4.16 | 2.1976 | 0.30739 | 9.6667 | 504.9496 | Estimated | 0.14411 | No | No | [24 empty] | 0 | 0 | [24 empty] | 0 | 0 | 0% | 0 | 0 | 0 | 0 | 0 | 0 | 0 | 0 | 0 | 0 | 0 | 0 | 0 | 0 | 0 | 0 | 0 | #VALUE! | 0 | 0 | 0 | 0 | 0 | 0 | 0 | #VALUE! | [8 empty] | 504.9496 |  | 0.14411 | [9 empty] | N |  | N |  |  |  |  | 0 | 115 | 0 | 115 | 0 | 1.141 | 0 | 1.141 |  |  |  | 0 | 0
Mass Electric | NE North | North Shore | Winthrop 22 | Winthrop | 12-22J1 | Winthrop | N | Mixed | 4.16 | 2.9542 | 2.6678 | 674.25 | 8247.5946 | Estimated | 2.3538 | No | No | [16 empty] | 6 | 6 | [6 empty] | 6 | 6 | [16 empty] | 32.05 | 32.05 | [6 empty] | 32.05 | 32.05 | 1.362% | 0 | 0 | 0 | 0 | 0 | 0 | 0 | 0 | 0 | 0 | 0 | 0 | 0 | 0 | 0 | 0 | 37621.572 | 37621.572 | 0 | 0 | 0 | 0 | 0 | 0 | 37621.572 | 37621.572 | [8 empty] | 8247.5946 |  | 2.3538 | [9 empty] | N |  | N |  |  |  |  | 3.8977 | 53.2269 | 3.8977 | -2.192 | 0.017798 | 0.037451 | 0.017798 | 0.0011326 |  |  |  | 0 | 0
Mass Electric | NE North | North Shore | Winthrop 22 | Winthrop | 12-22J2 | Winthrop | N | Mixed | 4.16 | 2.8965 | 3.6723 | 671.3333 | 6900.894 | Estimated | 1.9694 | No | No | [16 empty] | 14 | 14 | [6 empty] | 14 | 14 | [16 empty] | 72.2 | 72.2 | [6 empty] | 72.2 | 72.2 | 3.666% | 0 | 0 | 0 | 0 | 0 | 0 | 0 | 0 | 0 | 0 | 0 | 0 | 0 | 0 | 0 | 0 | 84751.248 | 84751.248 | 0 | 0 | 0 | 0 | 0 | 0 | 84751.248 | 84751.248 | [8 empty] | 6900.894 |  | 1.9694 | [9 empty] | N |  | N |  |  |  |  | 4.9052 | 505.2557 | 4.9052 | 30.6706 | 0.0059583 | 0.66266 | 0.0059583 | 0.32792 |  |  |  | 0 | 25480
Mass Electric | NE North | North Shore | Winthrop 22 | Winthrop | 12-22J3 | Winthrop | N | OH | 4.16 | 2.947 | 3.1496 | 1017.8333 | 7344.904 | Metered | 2.1832 | Partial | No | [16 empty] | 16 | 16 | [6 empty] | 16 | 16 | [16 empty] | 95.46 | 95.46 | [6 empty] | 95.46 | 95.46 | 4.372% | 0 | 0 | 0 | 0 | 0 | 0 | 0 | 0 | 0 | 0 | 0 | 0 | 0 | 0 | 0 | 0 | 112054.7664 | 112054.7664 | 0 | 0 | 0 | 0 | 0 | 0 | 112054.7664 | 112054.7664 | [8 empty] | 7344.904 |  | 2.1832 | [9 empty] | N |  | N |  |  |  |  | 122.5299 | -115.1027 | 1.0404 | 6.3868 | 0.055019 | 0.020394 | 0.001965 | 0.073448 |  |  |  | 0 | 0
Mass Electric | NE North | North Shore | Winthrop 22 | Winthrop | 12-22J4 | Winthrop | N | Mixed | 4.16 | 2.8245 | 1.8383 | 454.5833 | 1223.07 | Metered | 1.2201 | No | No | [16 empty] | 7 | 7 | [6 empty] | 7 | 7 | [16 empty] | 37.4 | 37.4 | [6 empty] | 37.4 | 37.4 | 3.065% | 0 | 0 | 0 | 0 | 0 | 0 | 0 | 0 | 0 | 0 | 0 | 0 | 0 | 0 | 0 | 0 | 43901.616 | 43901.616 | 0 | 0 | 0 | 0 | 0 | 0 | 43901.616 | 43901.616 | [8 empty] | 1223.07 |  | 1.2201 | [9 empty] | N |  | N |  |  |  |  | 0 | 21.8914 | 0 | 21.8914 | 0 | 0.087587 | 0 | 0.087587 |  |  |  | 0 | 0
Mass Electric | NE North | North Shore | Winthrop 22 | Winthrop | 12-22J5 | Revere, Winthrop | N | OH | 4.16 | 2.4786 | 2.5716 | 899 | 6564.3451 | Estimated | 1.8734 | No | No | [16 empty] | 19 | 19 | [6 empty] | 19 | 19 | [16 empty] | 101.05 | 101.05 | [6 empty] | 101.05 | 101.05 | 5.394% | 0 | 0 | 0 | 0 | 0 | 0 | 0 | 0 | 0 | 0 | 0 | 0 | 0 | 0 | 0 | 0 | 118616.532 | 118616.532 | 0 | 0 | 0 | 0 | 0 | 0 | 118616.532 | 118616.532 | [8 empty] | 6564.3451 |  | 1.8734 | [9 empty] | N |  | N |  |  |  |  | 12.9744 | 8.2108 | 7.8587 | 12.704 | 0.016685 | 0.10383 | 0.015573 | 0.10457 |  |  |  | 0 | 18674.3333
Mass Electric | NE North | North Shore | Winthrop 22 | Winthrop | 12-22J6 | Winthrop | N | Mixed | 4.16 | 2.7308 | 1.9794 | 532.4167 | 5602.953 | Metered | 1.2225 | Partial | No | [16 empty] | 7 | 7 | [6 empty] | 7 | 7 | [16 empty] | 43 | 43 | [6 empty] | 43 | 43 | 3.517% | 0 | 0 | 0 | 0 | 0 | 0 | 0 | 0 | 0 | 0 | 0 | 0 | 0 | 0 | 0 | 0 | 50475.12 | 50475.12 | 0 | 0 | 0 | 0 | 0 | 0 | 50475.12 | 50475.12 | [8 empty] | 5602.953 |  | 1.2225 | [9 empty] | N |  | N |  |  |  |  | 0 | 12.1565 | 0 | 12.1565 | 0 | 0.026718 | 0 | 0.026718 |  |  |  | 0 | 0
Mass Electric | NE North | North Shore | Winthrop 22 | Winthrop | 12-22J7 | Winthrop | N | Mixed | 4.16 | 3.1848 | 3.0089 | 499.5 | 5709.857 | Metered | 1.4267 | Partial | No | [16 empty] | 14 | 14 | [6 empty] | 14 | 14 | [16 empty] | 80.49 | 80.49 | [6 empty] | 80.49 | 80.49 | 5.642% | 0 | 0 | 0 | 0 | 0 | 0 | 0 | 0 | 0 | 0 | 0 | 0 | 0 | 0 | 0 | 0 | 94482.3816 | 94482.3816 | 0 | 0 | 0 | 0 | 0 | 0 | 94482.3816 | 94482.3816 | [8 empty] | 5709.857 |  | 1.4267 | [9 empty] | N |  | N |  |  |  |  | 2.1862 | 1.9131 | 2.1862 | 1.9131 | 0.002002 | 0.014639 | 0.002002 | 0.014639 |  |  |  | 0 | 859.3333
Mass Electric | NE North | North Shore | Swampscott 22 | Swampscott | 12-22W1 | Swampscott | N | OH | 13.8 | 12.1902 | 8.679 | 1793.8333 | 34366.6406 | Estimated | 9.8078 | Partial | No | [16 empty] | 63 | 63 | [6 empty] | 63 | 63 | [16 empty] | 706.775 | 706.775 | [6 empty] | 706.775 | 706.775 | 7.206% | 0 | 0 | 0 | 0 | 0 | 0 | 0 | 0 | 0 | 0 | 0 | 0 | 0 | 0 | 0 | 0 | 829640.766 | 829640.766 | 0 | 0 | 0 | 0 | 0 | 0 | 829640.766 | 829640.766 | [8 empty] | 34366.6406 |  | 9.8078 | [9 empty] | N |  | N |  |  |  |  | 693.6185 | -482.0306 | 563.9058 | -479.1876 | 2.7232 | -2.1464 | 2.6218 | -2.3814 |  |  |  | 1007286 | -938568.6667
Mass Electric | NE North | North Shore | Swampscott 22 | Swampscott | 12-22W2 | Lynn, Swampscott | N | OH | 13.8 | 11.9512 | 13.7953 | 4483.8333 | 32942.8284 | Estimated | 9.4015 | Partial | No | [12 empty] | 1 | 1 |  |  | 135 | 135 | [6 empty] | 136 | 136 | [12 empty] | 75 | 75 |  |  | 712.57 | 712.57 | [6 empty] | 787.57 | 787.57 | 8.377% | 0 | 0 | 0 | 0 | 0 | 0 | 0 | 0 | 0 | 0 | 0 | 0 | 378432 | 378432 | 0 | 0 | 836443.1688 | 836443.1688 | 0 | 0 | 0 | 0 | 0 | 0 | 1214875.1688 | 1214875.1688 | [8 empty] | 32942.8284 |  | 9.4015 | [9 empty] | N |  | N |  |  |  |  | 59.1947 | -4.9841 | 21.222 | 10.0411 | 0.80489 | -0.63522 | 0.77924 | -0.62586 |  |  |  | 71254 | -70338
Mass Electric | NE North | North Shore | Swampscott 22 | Swampscott | 12-22W3 | Swampscott | N | Mixed | 13.8 | 10.8038 | 12.0267 | 1116.75 | 16331.9643 | Metered | 4.6609 | Partial | No | [12 empty] | 1 | 1 |  |  | 46 | 46 | [6 empty] | 47 | 47 | [12 empty] | 1.2 | 1.2 |  |  | 316.61 | 316.61 | [6 empty] | 317.81 | 317.81 | 6.819% | 0 | 0 | 0 | 0 | 0 | 0 | 0 | 0 | 0 | 0 | 0 | 0 | 6054.912 | 6054.912 | 0 | 0 | 371649.4824 | 371649.4824 | 0 | 0 | 0 | 0 | 0 | 0 | 377704.3944 | 377704.3944 | [8 empty] | 16331.9643 |  | 4.6609 | [9 empty] | N |  | N |  |  |  |  | 175.7063 | 367.4598 | 25.7909 | 143.6378 | 1.2608 | 0.52297 | 0.21222 | 1.2174 |  |  |  | 0 | 116915.6667
Mass Electric | NE North | North Shore | Swampscott 22 | Swampscott | 12-22W5 | Winthrop | N | Mixed | 13.8 | 13.9828 | 2.739 | 539.25 | 7251.734 | Metered | 1.8166 | Partial | No | [16 empty] | 6 | 6 | [6 empty] | 6 | 6 | [16 empty] | 30.37 | 30.37 | [6 empty] | 30.37 | 30.37 | 1.672% | 0 | 0 | 0 | 0 | 0 | 0 | 0 | 0 | 0 | 0 | 0 | 0 | 0 | 0 | 0 | 0 | 35649.5208 | 35649.5208 | 0 | 0 | 0 | 0 | 0 | 0 | 35649.5208 | 35649.5208 | [8 empty] | 7251.734 |  | 1.8166 | [9 empty] | N |  | N |  |  |  |  | 14.0918 | 74.2486 | 14.0918 | 15.3017 | 0.12796 | 0.27056 | 0.12796 | 0.24812 |  |  |  | 0 | 3256
Mass Electric | NE North | North Shore | West Salem 29 | Salem | 12-2302E | Lynn, Peabody, Salem | N | Mixed | 23 | 32.47 | 7.1837 | 1 | 27821.76 | Estimated | 7.94 | Partial | No | [24 empty] | 0 | 0 | [24 empty] | 0 | 0 | 0% | 0 | 0 | 0 | 0 | 0 | 0 | 0 | 0 | 0 | 0 | 0 | 0 | 0 | 0 | 0 | 0 | 0 | #VALUE! | 0 | 0 | 0 | 0 | 0 | 0 | 0 | #VALUE! | [8 empty] | 27821.76 |  | 7.94 | [9 empty] | N |  | N |  |  |  |  | 0 | 506 | 0 | 26 | 0 | 1 | 0 | 0.66667 |  |  |  | 0 | 0
Mass Electric | NE North | North Shore | Melrose 2 | Melrose | 12-2304 | Malden, Melrose | N | OH | 13.8 | 8.64 | 6.5432 | 1.5 | 12193.92 | Estimated | 3.48 | Partial | No | [24 empty] | 0 | 0 | [24 empty] | 0 | 0 | 0% | 0 | 0 | 0 | 0 | 0 | 0 | 0 | 0 | 0 | 0 | 0 | 0 | 0 | 0 | 0 | 0 | 0 | 0 | 0 | 0 | 0 | 0 | 0 | 0 | 0 | 0 | [8 empty] | 12193.92 |  | 3.48 | [9 empty] | N |  | N |  |  |  |  | 0 | 226.1111 | 0 | 222 | 0 | 1.4444 | 0 | 1.3333 |  |  |  | 0 | 506
Mass Electric | NE North | North Shore | Lynn 21 | Lynn | 12-2305 | Lynn, Revere | N | OH | 23 | 8.56 | 4.164 | 3.25 | 3504 | Estimated | 1 | No | No | [20 empty] | 1 | 1 |  |  | 1 | 1 | [20 empty] | 600 | 600 |  |  | 600 | 600 | 60% | 0 | 0 | 0 | 0 | 0 | 0 | 0 | 0 | 0 | 0 | 0 | 0 | 0 | 0 | 0 | 0 | 0 | 0 | 0 | 0 | 1965744 | 1965744 | 0 | 0 | 1965744 | 1965744 | [8 empty] | 3504 |  | 1 | [9 empty] | N |  | N |  |  |  |  | 0 | 1037.5 | 0 | 713.0833 | 0 | 2.0833 | 0 | 1.75 |  |  |  | 0 | 2480.6667
Mass Electric | NE North | North Shore | Revere 7 | Revere | 12-2306 | Everett, Revere | N | OH | 13.8 | 0 | 4.0527 | 3.8333 | 0 | Estimated | 0 | Partial | No | [24 empty] | 0 | 0 | [24 empty] | 0 | 0 | 0% | 0 | 0 | 0 | 0 | 0 | 0 | 0 | 0 | 0 | 0 | 0 | 0 | 0 | 0 | 0 | 0 | 0 | 0 | 0 | 0 | 0 | 0 | 0 | 0 | 0 | 0 | [8 empty] | 0 |  | 0 | [9 empty] | N |  | N |  |  |  |  | 0 | 0 | 0 | 0 | 0 | 0 | 0 | 0 |  |  |  | 0 | 0
Mass Electric | NE North | North Shore | Malden 5 | Malden | 12-2307 | Everett, Malden, Revere | N | OH | 23 | 7.97 | 5.8366 | 0 | 350.4 | Estimated | 0.1 | No | No | [24 empty] | 0 | 0 | [24 empty] | 0 | 0 | 0% | 0 | 0 | 0 | 0 | 0 | 0 | 0 | 0 | 0 | 0 | 0 | 0 | 0 | 0 | 0 | 0 | 0 | 0 | 0 | 0 | 0 | 0 | 0 | 0 | 0 | 0 | [8 empty] | 350.4 |  | 0.1 | [9 empty] | N |  | N |  |  |  |  | 0 | 0 | 0 | 0 | 0 | 0 | 0 | 0 |  |  |  | 0 | 0
Mass Electric | NE North | North Shore | Malden 5 | Malden | 12-2308 | Everett | N | OH | 23 | 9.16 | 4.7852 | 0 | 0 | Estimated | 0 | Partial | No | [24 empty] | 0 | 0 | [24 empty] | 0 | 0 | 0% | 0 | 0 | 0 | 0 | 0 | 0 | 0 | 0 | 0 | 0 | 0 | 0 | 0 | 0 | 0 | 0 | 0 | 0 | 0 | 0 | 0 | 0 | 0 | 0 | 0 | 0 | [8 empty] | 0 |  | 0 | [9 empty] | N |  | N |  |  |  |  | 0 | 330.125 | 0 | 330.125 | 0 | 0.91667 | 0 | 0.91667 |  |  |  | 0 | 130.6667
Mass Electric | NE North | North Shore | Everett 37 | Everett | 12-2310 | Everett | N | Mixed | 23 | 14.14 | 1.1794 | 6.5833 | 35986.08 | Estimated | 10.27 | Partial | No | [16 empty] | 1 | 1 | [6 empty] | 1 | 1 | [16 empty] | 75 | 75 | [6 empty] | 75 | 75 | 0.7303% | 0 | 0 | 0 | 0 | 0 | 0 | 0 | 0 | 0 | 0 | 0 | 0 | 0 | 0 | 0 | 0 | 88038 | 88038 | 0 | 0 | 0 | 0 | 0 | 0 | 88038 | 88038 | [8 empty] | 35986.08 |  | 10.27 | [9 empty] | N |  | N |  |  |  |  | 0 | 93 | 0 | 93 | 0 | 1 | 0 | 1 |  |  |  | 0 | 416
Mass Electric | NE North | North Shore | Wellington 11 | Medford | 12-2314 | Malden, Medford | N | UG | 23 | 11.35 | 5.6415 | 1 | 665.76 | Estimated | 0.19 | Partial | No | [24 empty] | 0 | 0 | [24 empty] | 0 | 0 | 0% | 0 | 0 | 0 | 0 | 0 | 0 | 0 | 0 | 0 | 0 | 0 | 0 | 0 | 0 | 0 | 0 | 0 | #VALUE! | 0 | 0 | 0 | 0 | 0 | 0 | 0 | #VALUE! | [8 empty] | 665.76 |  | 0.19 | [9 empty] | N |  | N |  |  |  |  | 0 | 0 | 0 | 0 | 0 | 0 | 0 | 0 |  |  |  | 0 | 0
Mass Electric | NE North | North Shore | Malden 5 | Malden | 12-2316 | Malden | N | UG | 23 | 12.15 | 0.4822 | 1 | 1366.56 | Estimated | 0.39 | No | No | [24 empty] | 0 | 0 | [24 empty] | 0 | 0 | 0% | 0 | 0 | 0 | 0 | 0 | 0 | 0 | 0 | 0 | 0 | 0 | 0 | 0 | 0 | 0 | 0 | 0 | #VALUE! | 0 | 0 | 0 | 0 | 0 | 0 | 0 | #VALUE! | [8 empty] | 1366.56 |  | 0.39 | [9 empty] | N |  | N |  |  |  |  | 0 | 34 | 0 | 34 | 0 | 0.33333 | 0 | 0.33333 |  |  |  | 0 | 0
Mass Electric | NE North | North Shore | Balch Street 72 | Beverly | 12-2318 | Beverly | N | Mixed | 23 | 11.35 | 3.1723 | 3 | 32096.64 | Estimated | 9.16 | Partial | No | [24 empty] | 0 | 0 | [24 empty] | 0 | 0 | 0% | 0 | 0 | 0 | 0 | 0 | 0 | 0 | 0 | 0 | 0 | 0 | 0 | 0 | 0 | 0 | 0 | 0 | #VALUE! | 0 | 0 | 0 | 0 | 0 | 0 | 0 | #VALUE! | [8 empty] | 32096.64 |  | 9.16 | [9 empty] | N |  | N |  |  |  |  | 0 | 239.1667 | 0 | 239.1667 | 0 | 1.0556 | 0 | 1.0556 |  |  |  | 0 | 129
Mass Electric | NE North | North Shore | Beverly 12 | Beverly | 12-2320 | Beverly, Salem | N | UG | 23 | 15.74 | 2.828 | 39 | 28476.2455 | Estimated | 8.1268 | Partial | No | [24 empty] | 0 | 0 | [24 empty] | 0 | 0 | 0% | 0 | 0 | 0 | 0 | 0 | 0 | 0 | 0 | 0 | 0 | 0 | 0 | 0 | 0 | 0 | 0 | 0 | #VALUE! | 0 | 0 | 0 | 0 | 0 | 0 | 0 | #VALUE! | [8 empty] | 28476.2455 |  | 8.1268 | [9 empty] | N |  | N |  |  |  |  | 0 | 65.3361 | 0 | 65.3361 | 0 | 0.51944 | 0 | 0.51944 |  |  |  | 0 | 224
Mass Electric | NE North | North Shore | Beverly 12 | Beverly | 12-2321 | Beverly, Salem | N | UG | 23 | 10.4 | 3.6723 | 0.58333 | 20426.5879 | Estimated | 5.8295 | Partial | No | [24 empty] | 0 | 0 | [24 empty] | 0 | 0 | 0% | 0 | 0 | 0 | 0 | 0 | 0 | 0 | 0 | 0 | 0 | 0 | 0 | 0 | 0 | 0 | 0 | 0 | #VALUE! | 0 | 0 | 0 | 0 | 0 | 0 | 0 | #VALUE! | [8 empty] | 20426.5879 |  | 5.8295 | [9 empty] | N |  | N |  |  |  |  | 0 | 0 | 0 | 0 | 0 | 0 | 0 | 0 |  |  |  | 0 | 0
Mass Electric | NE North | North Shore | Gloucester 24 | Gloucester | 12-2327 | Gloucester | N | OH | 23 | 0 | 0.58523 | 3.6667 | 0 | Estimated | 0 | No | No | [16 empty] | 1 | 1 | [6 empty] | 1 | 1 | [16 empty] | 450 | 450 | [6 empty] | 450 | 450 | 0% | 0 | 0 | 0 | 0 | 0 | 0 | 0 | 0 | 0 | 0 | 0 | 0 | 0 | 0 | 0 | 0 | 528228 | 528228 | 0 | 0 | 0 | 0 | 0 | 0 | 528228 | 528228 | [8 empty] | 0 |  | 0 | [9 empty] | N |  | N |  |  |  |  | 0 | 117.6667 | 0 | 117.6667 | 0 | 1.3333 | 0 | 1.3333 |  |  |  | 0 | 0
Mass Electric | NE North | North Shore | Wellington 11 | Medford | 12-2333 | Malden, Medford | N | UG | 23 | 14.74 | 6.2443 | 1 | 8549.76 | Estimated | 2.44 | Partial | No | [24 empty] | 0 | 0 | [24 empty] | 0 | 0 | 0% | 0 | 0 | 0 | 0 | 0 | 0 | 0 | 0 | 0 | 0 | 0 | 0 | 0 | 0 | 0 | 0 | 0 | #VALUE! | 0 | 0 | 0 | 0 | 0 | 0 | 0 | #VALUE! | [8 empty] | 8549.76 |  | 2.44 | [9 empty] | N |  | N |  |  |  |  | 0 | 35.6667 | 0 | 35.6667 | 0 | 0.33333 | 0 | 0.33333 |  |  |  | 0 | 0
Mass Electric | NE North | North Shore | Melrose 2 | Melrose | 12-2335 | Malden, Melrose | Y | UG | 23 | 11.95 | 6.1006 | 1.75 | 22740.96 | Estimated | 6.49 | Partial | No | [16 empty] | 1 | 1 | [6 empty] | 1 | 1 | [16 empty] | 260 | 260 | [6 empty] | 260 | 260 | 4.006% | 0 | 0 | 0 | 0 | 0 | 0 | 0 | 0 | 0 | 0 | 0 | 0 | 0 | 0 | 0 | 0 | 305198.4 | 305198.4 | 0 | 0 | 0 | 0 | 0 | 0 | 305198.4 | 305198.4 | [8 empty] | 22740.96 |  | 6.49 | [9 empty] | N |  | N |  |  |  |  | 113.1429 | -113.1429 | 113.1429 | -113.1429 | 1.7143 | -1.7143 | 1.7143 | -1.7143 |  |  |  | 198 | -198
Mass Electric | NE North | North Shore | Thorndike St 10 | Everett | 12-2337 | Everett | N | UG | 23 | 8.76 | 1.4076 | 9 | 1954.2521 | Estimated | 0.55772 | Partial | No | [24 empty] | 0 | 0 | [24 empty] | 0 | 0 | 0% | 0 | 0 | 0 | 0 | 0 | 0 | 0 | 0 | 0 | 0 | 0 | 0 | 0 | 0 | 0 | 0 | 0 | #VALUE! | 0 | 0 | 0 | 0 | 0 | 0 | 0 | #VALUE! | [8 empty] | 1954.2521 |  | 0.55772 | [9 empty] | N |  | N |  |  |  |  | 0 | 413.5778 | 0 | 413.5778 | 0 | 1.0074 | 0 | 1.0074 |  |  |  | 0 | 3616
Mass Electric | NE North | North Shore | Thorndike St 10 | Everett | 12-2338 | Everett, | N | UG | 23 | 9.96 | 1.6008 | 18.8333 | 11167.1551 | Estimated | 3.187 | No | No | [12 empty] | 1 | 1 | [10 empty] | 1 | 1 | [12 empty] | 300 | 300 | [10 empty] | 300 | 300 | 9.413% | 0 | 0 | 0 | 0 | 0 | 0 | 0 | 0 | 0 | 0 | 0 | 0 | 1513728 | 1513728 | 0 | 0 | 0 | #VALUE! | 0 | 0 | 0 | 0 | 0 | 0 | 1513728 | #VALUE! | [8 empty] | 11167.1551 |  | 3.187 | [9 empty] | N |  | N |  |  |  |  | 0 | 525.193 | 0 | 525.193 | 0 | 1.3158 | 0 | 1.3158 |  |  |  | 0 | 8983.3333
Mass Electric | NE North | North Shore | Lynn 21 | Lynn | 12-2340 | Lynn, Revere | N | UG | 23 | 20.6 | 6.0064 | 1.75 | 48705.6 | Estimated | 13.9 | Partial | No | [24 empty] | 0 | 0 | [24 empty] | 0 | 0 | 0% | 0 | 0 | 0 | 0 | 0 | 0 | 0 | 0 | 0 | 0 | 0 | 0 | 0 | 0 | 0 | 0 | 0 | #VALUE! | 0 | 0 | 0 | 0 | 0 | 0 | 0 | #VALUE! | [8 empty] | 48705.6 |  | 13.9 | [9 empty] | N |  | N |  |  |  |  | 0 | 121.3333 | 0 | 121.3333 | 0 | 0.5 | 0 | 0.5 |  |  |  | 0 | 16.3333
Mass Electric | NE North | North Shore | Thorndike St 10 | Everett | 12-2341-2132 | Everett | N | OH | 23 | 0 | 0.71023 | 2.25 | 0 | Estimated | 0 | No | No | [24 empty] | 0 | 0 | [24 empty] | 0 | 0 | 0% | 0 | 0 | 0 | 0 | 0 | 0 | 0 | 0 | 0 | 0 | 0 | 0 | 0 | 0 | 0 | 0 | 0 | #VALUE! | 0 | 0 | 0 | 0 | 0 | 0 | 0 | #VALUE! | [8 empty] | 0 |  | 0 | [9 empty] | N |  | N |  |  |  |  | 0 | 0 | 0 | 0 | 0 | 0 | 0 | 0 |  |  |  | 0 | 0
Mass Electric | NE North | North Shore | Malden 5 | Malden | 12-2342 | Malden | N | UG | 23 | 8.17 | 0.57443 | 7 | 4187.6832 | Estimated | 1.1951 | No | No | [24 empty] | 0 | 0 | [24 empty] | 0 | 0 | 0% | 0 | 0 | 0 | 0 | 0 | 0 | 0 | 0 | 0 | 0 | 0 | 0 | 0 | 0 | 0 | 0 | 0 | #VALUE! | 0 | 0 | 0 | 0 | 0 | 0 | 0 | #VALUE! | [8 empty] | 4187.6832 |  | 1.1951 | [9 empty] | N |  | N |  |  |  |  | 0 | 811.4762 | 0 | 357.4762 | 0 | 1.6667 | 0 | 1.3333 |  |  |  | 0 | 1528.3333
Mass Electric | NE North | North Shore | Salem 1 Peabody St | Salem | 12-2343 | Salem | N | Mixed | 23 | 9.4 | 0.49811 | 6 | 7677.4191 | Estimated | 2.191 | No | No | [24 empty] | 0 | 0 | [24 empty] | 0 | 0 | 0% | 0 | 0 | 0 | 0 | 0 | 0 | 0 | 0 | 0 | 0 | 0 | 0 | 0 | 0 | 0 | 0 | 0 | #VALUE! | 0 | 0 | 0 | 0 | 0 | 0 | 0 | #VALUE! | [8 empty] | 7677.4191 |  | 2.191 | [9 empty] | N |  | N |  |  |  |  | 0 | 0 | 0 | 0 | 0 | 0 | 0 | 0 |  |  |  | 0 | 0
Mass Electric | NE North | North Shore | Wellington 11 | Medford | 12-2344 | Malden, Medford | N | Mixed | 23 | 9.32 | 3.7947 | 8.3333 | 19775.1705 | Estimated | 5.6436 | Partial | No | [16 empty] | 1 | 1 | [6 empty] | 1 | 1 | [16 empty] | 82.8 | 82.8 | [6 empty] | 82.8 | 82.8 | 1.467% | 0 | 0 | 0 | 0 | 0 | 0 | 0 | 0 | 0 | 0 | 0 | 0 | 0 | 0 | 0 | 0 | 97193.952 | 97193.952 | 0 | 0 | 0 | 0 | 0 | 0 | 97193.952 | 97193.952 | [8 empty] | 19775.1705 |  | 5.6436 | [9 empty] | N |  | N |  |  |  |  | 274.08 | -253.4133 | 274.08 | -253.4133 | 1.08 | -0.74667 | 1.08 | -0.74667 |  |  |  | 2284 | -2284
Mass Electric | NE North | North Shore | Thorndike St 10 | Everett | 12-2346 | Everett | Y | OH | 23 | 21.3 | 0.41061 | 0.83333 | 40478.208 | Estimated | 11.552 | No | No | [24 empty] | 0 | 0 | [24 empty] | 0 | 0 | 0% | 0 | 0 | 0 | 0 | 0 | 0 | 0 | 0 | 0 | 0 | 0 | 0 | 0 | 0 | 0 | 0 | 0 | #VALUE! | 0 | 0 | 0 | 0 | 0 | 0 | 0 | #VALUE! | [8 empty] | 40478.208 |  | 11.552 | [9 empty] | N |  | N |  |  |  |  | 0 | 0 | 0 | 0 | 0 | 0 | 0 | 0 |  |  |  | 0 | 0
Mass Electric | NE North | North Shore | Salem | Salem | 12-2349 | Salem | N | UG | 23 | 12.747 | 1.3777 | 0.41667 | 19075.776 | Estimated | 5.444 | Partial | No | [12 empty] | 1 | 1 | [10 empty] | 1 | 1 | [12 empty] | 1560 | 1560 | [10 empty] | 1560 | 1560 | 28.66% | 0 | 0 | 0 | 0 | 0 | 0 | 0 | 0 | 0 | 0 | 0 | 0 | 7871385.6 | 7871385.6 | 0 | 0 | 0 | #VALUE! | 0 | 0 | 0 | 0 | 0 | 0 | 7871385.6 | #VALUE! | [8 empty] | 19075.776 |  | 5.444 | [9 empty] | N |  | N |  |  |  |  | 0 | 0 | 0 | 0 | 0 | 0 | 0 | 0 |  |  |  | 0 | 0
Mass Electric | NE North | North Shore | Revere 7 | Revere | 12-2350 | Revere, Winthrop | N | OH | 23 | 7.97 | 2.6629 | 2 | 22846.08 | Estimated | 6.52 | Partial | No | [16 empty] | 1 | 1 | [6 empty] | 1 | 1 | [16 empty] | 39 | 39 | [6 empty] | 39 | 39 | 0.5982% | 0 | 0 | 0 | 0 | 0 | 0 | 0 | 0 | 0 | 0 | 0 | 0 | 0 | 0 | 0 | 0 | 45779.76 | 45779.76 | 0 | 0 | 0 | 0 | 0 | 0 | 45779.76 | 45779.76 | [8 empty] | 22846.08 |  | 6.52 | [9 empty] | N |  | N |  |  |  |  | 0 | 42 | 0 | 42 | 0 | 0.66667 | 0 | 0.66667 |  |  |  | 0 | 0
Mass Electric | NE North | North Shore | Melrose 4 | Melrose | 12-2359 | Malden, Melrose | N | OH | 23 | 11.23 | 3.0356 | 2 | 17660.16 | Estimated | 5.04 | Partial | No | [24 empty] | 0 | 0 | [24 empty] | 0 | 0 | 0% | 0 | 0 | 0 | 0 | 0 | 0 | 0 | 0 | 0 | 0 | 0 | 0 | 0 | 0 | 0 | 0 | 0 | #VALUE! | 0 | 0 | 0 | 0 | 0 | 0 | 0 | #VALUE! | [8 empty] | 17660.16 |  | 5.04 | [9 empty] | N |  | N |  |  |  |  | 0 | 80.8333 | 0 | 80.8333 | 0 | 0.5 | 0 | 0.5 |  |  |  | 0 | 161.6667
Mass Electric | NE North | North Shore | Gloucester 24 | Gloucester | 12-2364 | Gloucester, Rockport | N | Mixed | 23 | 17.68 | 10.0602 | 89.8333 | 36441.6 | Estimated | 10.4 | Partial | No | [20 empty] | 3 | 3 |  |  | 3 | 3 | [20 empty] | 6500 | 6500 |  |  | 6500 | 6500 | 62.5% | 0 | 0 | 0 | 0 | 0 | 0 | 0 | 0 | 0 | 0 | 0 | 0 | 0 | 0 | 0 | 0 | 0 | #VALUE! | 0 | 0 | 21295560 | 21295560 | 0 | 0 | 21295560 | #VALUE! | [8 empty] | 36441.6 |  | 10.4 | [9 empty] | N |  | N |  |  |  |  | 93.2059 | 512.7108 | 93.2059 | 85.6578 | 1.9147 | -0.19445 | 1.9147 | -0.19824 |  |  |  | 2314 | -2314
Mass Electric | NE North | North Shore | Railyard 49 | Salem | 12-2370 | Salem, Swampscott | N | OH | 23 | 23.26 | 4.4278 | 22 | 35810.88 | Estimated | 10.22 | No | No | [16 empty] | 1 | 1 | [6 empty] | 1 | 1 | [16 empty] | 68.04 | 68.04 | [6 empty] | 68.04 | 68.04 | 0.6658% | 0 | 0 | 0 | 0 | 0 | 0 | 0 | 0 | 0 | 0 | 0 | 0 | 0 | 0 | 0 | 0 | 79868.0736 | 79868.0736 | 0 | 0 | 0 | 0 | 0 | 0 | 79868.0736 | 79868.0736 | [8 empty] | 35810.88 |  | 10.22 | [9 empty] | N |  | N |  |  |  |  | 0 | 391 | 0 | 0 | 0 | 0.33333 | 0 | 0 |  |  |  | 0 | 0
Mass Electric | NE North | North Shore | Everett 37 | Everett | 12-2397 | Everett, Medford | N | UG | 23 | 23.9 | 3.64 | 422.0833 | 56729.76 | Estimated | 16.19 | Partial | No | [24 empty] | 0 | 0 | [24 empty] | 0 | 0 | 0% | 0 | 0 | 0 | 0 | 0 | 0 | 0 | 0 | 0 | 0 | 0 | 0 | 0 | 0 | 0 | 0 | 0 | #VALUE! | 0 | 0 | 0 | 0 | 0 | 0 | 0 | #VALUE! | [8 empty] | 56729.76 |  | 16.19 | [9 empty] | N |  | N |  |  |  |  | 140.0411 | 72.9315 | 140.0411 | 72.9315 | 2.3645 | -1.3651 | 2.3645 | -1.3651 |  |  |  | 59109 | 35526.3333
Mass Electric | NE North | North Shore | Manchester 23 | Manchester | 12-23H1 | Manchester | N | OH | 2.4 | 1.1016 | 1.9523 | 294.6667 | 3000.917 | Metered | 0.67758 | Partial | No | [16 empty] | 3 | 3 | [6 empty] | 3 | 3 | [16 empty] | 23.16 | 23.16 | [6 empty] | 23.16 | 23.16 | 3.418% | 0 | 0 | 0 | 0 | 0 | 0 | 0 | 0 | 0 | 0 | 0 | 0 | 0 | 0 | 0 | 0 | 27186.1344 | 27186.1344 | 0 | 0 | 0 | 0 | 0 | 0 | 27186.1344 | 27186.1344 | [8 empty] | 3000.917 |  | 0.67758 | [9 empty] | N |  | N |  |  |  |  | 288.1629 | -165.8172 | 7.9819 | 113.8539 | 1.0792 | -0.78309 | 0.99774 | -0.70281 |  |  |  | 0 | 33064.6667
Mass Electric | NE North | North Shore | Manchester 23 | Manchester | 12-23H2 | Manchester | N | Mixed | 2.4 | 1.0808 | 7.8165 | 345.6667 | 3568.171 | Metered | 0.93115 | Partial | No | [16 empty] | 10 | 10 | 2 | 2 |  |  |  |  | 12 | 12 | [16 empty] | 90.32 | 90.32 | 12.6 | 12.6 |  |  |  |  | 102.92 | 102.92 | 11.05% | 0 | 0 | 0 | 0 | 0 | 0 | 0 | 0 | 0 | 0 | 0 | 0 | 0 | 0 | 0 | 0 | 106021.2288 | 106021.2288 | 14790.384 | 14790.384 | 0 | 0 | 0 | 0 | 120811.6128 | 120811.6128 | [8 empty] | 3568.171 |  | 0.93115 | [9 empty] | N |  | N |  |  |  |  | 203.2218 | 99.3831 | 33.3095 | 22.0496 | 1.3568 | -0.91274 | 1.2845 | -0.92332 |  |  |  | 0 | 0
Mass Electric | NE North | North Shore | Manchester 23 | Manchester | 12-23H3 | Manchester | N | OH | 2.4 | 1.5588 | 8.7064 | 285.5 | 4623.018 | Metered | 1.3815 | Partial | No | [16 empty] | 8 | 8 | [6 empty] | 8 | 8 | [16 empty] | 57.8 | 57.8 | [6 empty] | 57.8 | 57.8 | 4.184% | 0 | 0 | 0 | 0 | 0 | 0 | 0 | 0 | 0 | 0 | 0 | 0 | 0 | 0 | 0 | 0 | 67847.952 | 67847.952 | 0 | 0 | 0 | 0 | 0 | 0 | 67847.952 | 67847.952 | [8 empty] | 4623.018 |  | 1.3815 | [9 empty] | N |  | N |  |  |  |  | 747.366 | -507.0723 | 451.9124 | -211.6187 | 2.7881 | -1.6262 | 2.69 | -1.5282 |  |  |  | 0 | 3870
Mass Electric | NE North | North Shore | Manchester 23 | Manchester | 12-23H4 | Manchester | N | OH | 2.4 | 1.0891 | 0.73011 | 39.1667 | 2147.62 | Metered | 0.44063 | Partial | No | [24 empty] | 0 | 0 | [24 empty] | 0 | 0 | 0% | 0 | 0 | 0 | 0 | 0 | 0 | 0 | 0 | 0 | 0 | 0 | 0 | 0 | 0 | 0 | 0 | 0 | #VALUE! | 0 | 0 | 0 | 0 | 0 | 0 | 0 | #VALUE! | [8 empty] | 2147.62 |  | 0.44063 | [9 empty] | N |  | N |  |  |  |  | 7.966 | 147.4405 | 7.966 | 147.4405 | 0.99574 | -0.67054 | 0.99574 | -0.67054 |  |  |  | 0 | 6371.6667
Mass Electric | NE North | North Shore | Saugus 23 | Saugus | 12-23W1 | Saugus | N | Mixed | 13.8 | 11.2341 | 7.8862 | 1190 | 299.931 | Metered | 3.4101 | Partial | No | [16 empty] | 47 | 47 | [6 empty] | 47 | 47 | [16 empty] | 536.34 | 536.34 | [6 empty] | 536.34 | 536.34 | 15.73% | 0 | 0 | 0 | 0 | 0 | 0 | 0 | 0 | 0 | 0 | 0 | 0 | 0 | 0 | 0 | 0 | 629577.3456 | 629577.3456 | 0 | 0 | 0 | 0 | 0 | 0 | 629577.3456 | 629577.3456 | [8 empty] | 299.931 |  | 3.4101 | [9 empty] | N |  | N |  |  |  |  | 221.8807 | -7.418 | 221.8807 | -8.0426 | 2.1134 | -0.026478 | 2.1134 | -0.026759 |  |  |  | 171407 | -63021
Mass Electric | NE North | North Shore | Saugus 23 | Saugus | 12-23W2 | Saugus | N | OH | 13.8 | 10.1585 | 24.2955 | 3315.9167 | 5.498 | Metered | 6.7005 | Partial | No | [16 empty] | 219 | 219 | [6 empty] | 219 | 219 | [16 empty] | 1259.39 | 1259.39 | [6 empty] | 1259.39 | 1259.39 | 18.8% | 0 | 0 | 0 | 0 | 0 | 0 | 0 | 0 | 0 | 0 | 0 | 0 | 0 | 0 | 0 | 0 | 1478322.3576 | 1478322.3576 | 0 | 0 | 0 | 0 | 0 | 0 | 1478322.3576 | 1478322.3576 | [8 empty] | 5.498 |  | 6.7005 | [9 empty] | N |  | N |  |  |  |  | 199.0059 | 177.4747 | 77.0604 | 221.7915 | 0.85316 | 1.3373 | 0.48524 | 1.5739 |  |  |  | 230354 | -157715.3333
Mass Electric | NE North | North Shore | Saugus 23 | Saugus | 12-23W3 | Saugus | N | OH | 13.8 | 7.1707 | 3.7097 | 482.9167 | 9547.9176 | Estimated | 2.7249 | Partial | No | [16 empty] | 32 | 32 | [6 empty] | 32 | 32 | [16 empty] | 183.515 | 183.515 | [6 empty] | 183.515 | 183.515 | 6.735% | 0 | 0 | 0 | 0 | 0 | 0 | 0 | 0 | 0 | 0 | 0 | 0 | 0 | 0 | 0 | 0 | 215417.2476 | 215417.2476 | 0 | 0 | 0 | 0 | 0 | 0 | 215417.2476 | 215417.2476 | [8 empty] | 9547.9176 |  | 2.7249 | [9 empty] | N |  | N |  |  |  |  | 63.2718 | 175.7184 | 63.2718 | 174.3637 | 0.20293 | 1.4832 | 0.20293 | 1.4825 |  |  |  | 0 | 4970.3333
Mass Electric | NE North | North Shore | Everett 37 | Everett | 12-2400 | Everett, Malden, Medford | N | UG | 23 | 24.9 | 3.9087 | 285.3333 | 63142.08 | Estimated | 18.02 | Partial | No | [24 empty] | 0 | 0 | [24 empty] | 0 | 0 | 0% | 0 | 0 | 0 | 0 | 0 | 0 | 0 | 0 | 0 | 0 | 0 | 0 | 0 | 0 | 0 | 0 | 0 | #VALUE! | 0 | 0 | 0 | 0 | 0 | 0 | 0 | #VALUE! | [8 empty] | 63142.08 |  | 18.02 | [9 empty] | N |  | N |  |  |  |  | 55.3143 | 223.1154 | 55.3143 | 223.1154 | 1.2021 | -0.55887 | 1.2021 | -0.55887 |  |  |  | 15783 | 19856
Mass Electric | NE North | North Shore | Thorndike St 10 | Everett | 12-2401 | Everett | N | Mixed | 23 | 14.6 | 1.6072 | 7.1667 | 15354.8383 | Estimated | 4.3821 | Partial | No |  |  | 1 | 1 | [12 empty] | 1 | 1 | [6 empty] | 2 | 2 |  |  | 500 | 500 | [12 empty] | 1332 | 1332 | [6 empty] | 1832 | 1832 | 41.81% | 0 | 0 | 1752000 | 1752000 | 0 | 0 | 0 | 0 | 0 | 0 | 0 | 0 | 0 | 0 | 0 | 0 | 1563554.88 | 1563554.88 | 0 | 0 | 0 | 0 | 0 | 0 | 3315554.88 | 3315554.88 | [8 empty] | 15354.8383 |  | 4.3821 | [9 empty] | N |  | N |  |  |  |  | 0 | 1248.1488 | 0 | 781.4821 | 0 | 1.9345 | 0 | 1.6012 |  |  |  | 0 | 4290
Mass Electric | NE North | North Shore | Revere 7 | Revere | 12-2402 | Revere, Winthrop | N | Mixed | 23 | 19.92 | 2.7748 | 7.9167 | 29965.1995 | Estimated | 8.5517 | Partial | No | [24 empty] | 0 | 0 | [24 empty] | 0 | 0 | 0% | 0 | 0 | 0 | 0 | 0 | 0 | 0 | 0 | 0 | 0 | 0 | 0 | 0 | 0 | 0 | 0 | 0 | #VALUE! | 0 | 0 | 0 | 0 | 0 | 0 | 0 | #VALUE! | [8 empty] | 29965.1995 |  | 8.5517 | [9 empty] | N |  | N |  |  |  |  | 0 | 0 | 0 | 0 | 0 | 0 | 0 | 0 |  |  |  | 0 | 0
Mass Electric | NE North | North Shore | Gloucester 24 | Gloucester | 12-24J1 | Gloucester | N | Mixed | 4.16 | 2.5219 | 2.66 | 954.8333 | 6311.8703 | Estimated | 1.8013 | No | No | [16 empty] | 9 | 9 | [6 empty] | 9 | 9 | [16 empty] | 63.92 | 63.92 | [6 empty] | 63.92 | 63.92 | 3.548% | 0 | 0 | 0 | 0 | 0 | 0 | 0 | 0 | 0 | 0 | 0 | 0 | 0 | 0 | 0 | 0 | 75031.8528 | 75031.8528 | 0 | 0 | 0 | 0 | 0 | 0 | 75031.8528 | 75031.8528 | [8 empty] | 6311.8703 |  | 1.8013 | [9 empty] | N |  | N |  |  |  |  | 0 | 199.3635 | 0 | 34.2681 | 0 | 0.85787 | 0 | 0.80682 |  |  |  | 0 | 19821.3333
Mass Electric | NE North | North Shore | Gloucester 24 | Gloucester | 12-24J10 | Gloucester | N | Mixed | 4.16 | 2.3057 | 13.7136 | 839.3333 | 7069.2947 | Estimated | 2.0175 | No | No | [16 empty] | 53 | 53 | [6 empty] | 53 | 53 | [16 empty] | 358.98 | 358.98 | [6 empty] | 358.98 | 358.98 | 17.79% | 0 | 0 | 0 | 0 | 0 | 0 | 0 | 0 | 0 | 0 | 0 | 0 | 0 | 0 | 0 | 0 | 421385.0832 | 421385.0832 | 0 | 0 | 0 | 0 | 0 | 0 | 421385.0832 | 421385.0832 | [8 empty] | 7069.2947 |  | 2.0175 | [9 empty] | N |  | N |  |  |  |  | 23.0909 | 517.7885 | 23.0909 | 131.2836 | 0.059571 | 1.1064 | 0.059571 | 0.97393 |  |  |  | 0 | 0
Mass Electric | NE North | North Shore | Gloucester 24 | Gloucester | 12-24J11 | Gloucester | N | Mixed | 4.16 | 1.3906 | 5.9214 | 572 | 2524.7481 | Estimated | 0.72053 | No | No | [16 empty] | 27 | 27 | [6 empty] | 27 | 27 | [16 empty] | 145.61 | 145.61 | [6 empty] | 145.61 | 145.61 | 20.21% | 0 | 0 | 0 | 0 | 0 | 0 | 0 | 0 | 0 | 0 | 0 | 0 | 0 | 0 | 0 | 0 | 170922.8424 | 170922.8424 | 0 | 0 | 0 | 0 | 0 | 0 | 170922.8424 | 170922.8424 | [8 empty] | 2524.7481 |  | 0.72053 | [9 empty] | N |  | N |  |  |  |  | 216.9913 | -41.0757 | 25.3671 | 85.5648 | 0.2535 | 1.0999 | 0.1993 | 1.136 |  |  |  | 0 | 34454
Mass Electric | NE North | North Shore | Gloucester 24 | Gloucester | 12-24J2 | Gloucester | N | Mixed | 4.16 | 2.5363 | 5.0187 | 902.1667 | 6816.8199 | Estimated | 1.9454 | No | No | [12 empty] | 1 | 1 |  |  | 24 | 24 | [6 empty] | 25 | 25 | [12 empty] | 1.2 | 1.2 |  |  | 172.2 | 172.2 | [6 empty] | 173.4 | 173.4 | 8.913% | 0 | 0 | 0 | 0 | 0 | 0 | 0 | 0 | 0 | 0 | 0 | 0 | 6054.912 | 6054.912 | 0 | 0 | 202135.248 | 202135.248 | 0 | 0 | 0 | 0 | 0 | 0 | 208190.16 | 208190.16 | [8 empty] | 6816.8199 |  | 1.9454 | [9 empty] | N |  | N |  |  |  |  | 129.3652 | -84.2102 | 1.8866 | 41.1816 | 0.086459 | 0.61458 | 0.025494 | 0.67516 |  |  |  | 0 | 0
Mass Electric | NE North | North Shore | Gloucester 24 | Gloucester | 12-24J4 | Gloucester | N | Mixed | 4.16 | 1.9022 | 1.507 | 346 | 4881.0955 | Estimated | 1.393 | No | No | [16 empty] | 3 | 3 | [6 empty] | 3 | 3 | [16 empty] | 33.74 | 33.74 | [6 empty] | 33.74 | 33.74 | 2.422% | 0 | 0 | 0 | 0 | 0 | 0 | 0 | 0 | 0 | 0 | 0 | 0 | 0 | 0 | 0 | 0 | 39605.3616 | 39605.3616 | 0 | 0 | 0 | 0 | 0 | 0 | 39605.3616 | 39605.3616 | [8 empty] | 4881.0955 |  | 1.393 | [9 empty] | N |  | N |  |  |  |  | 180.9913 | -40.6791 | 180.9913 | -60.3365 | 0.95376 | 0.15069 | 0.95376 | 0.13972 |  |  |  | 43100 | -42992
Mass Electric | NE North | North Shore | Gloucester 24 | Gloucester | 12-24J5 | Gloucester | N | OH | 4.16 | 2.7236 | 2.3996 | 309 | 3787.1222 | Estimated | 1.0808 | No | No | [16 empty] | 2 | 2 | [6 empty] | 2 | 2 | [16 empty] | 14.3 | 14.3 | [6 empty] | 14.3 | 14.3 | 1.323% | 0 | 0 | 0 | 0 | 0 | 0 | 0 | 0 | 0 | 0 | 0 | 0 | 0 | 0 | 0 | 0 | 16785.912 | 16785.912 | 0 | 0 | 0 | 0 | 0 | 0 | 16785.912 | 16785.912 | [8 empty] | 3787.1222 |  | 1.0808 | [9 empty] | N |  | N |  |  |  |  | 358.6537 | -175.9777 | 301.4142 | -118.7383 | 2.7184 | -1.0878 | 1.246 | 0.38471 |  |  |  | 69061 | -42435
Mass Electric | NE North | North Shore | Gloucester 24 | Gloucester | 12-24J6 | Gloucester | N | OH | 4.16 | 2.7741 | 1.0231 | 106.3333 | 1262.3741 | Estimated | 0.36027 | No | No | [24 empty] | 0 | 0 | [24 empty] | 0 | 0 | 0% | 0 | 0 | 0 | 0 | 0 | 0 | 0 | 0 | 0 | 0 | 0 | 0 | 0 | 0 | 0 | 0 | 0 | #VALUE! | 0 | 0 | 0 | 0 | 0 | 0 | 0 | #VALUE! | [8 empty] | 1262.3741 |  | 0.36027 | [9 empty] | N |  | N |  |  |  |  | 0 | 57.8424 | 0 | 57.8424 | 0 | 0.76721 | 0 | 0.76721 |  |  |  | 0 | 3231.6667
Mass Electric | NE North | North Shore | Gloucester 24 | Gloucester | 12-24J7 | Gloucester | Y | Mixed | 4.16 | 2.6804 | 1.4163 | 30.9167 | 3955.5229 | Estimated | 1.1289 | No | No | [16 empty] | 1 | 1 | [6 empty] | 1 | 1 | [16 empty] | 8 | 8 | [6 empty] | 8 | 8 | 0.7087% | 0 | 0 | 0 | 0 | 0 | 0 | 0 | 0 | 0 | 0 | 0 | 0 | 0 | 0 | 0 | 0 | 9390.72 | 9390.72 | 0 | 0 | 0 | 0 | 0 | 0 | 9390.72 | 9390.72 | [8 empty] | 3955.5229 |  | 1.1289 | [9 empty] | N |  | N |  |  |  |  | 102.6954 | -9.0704 | 102.6954 | -9.0704 | 0 | 1.3262 | 0 | 1.3262 |  |  |  | 3175 | 977.6667
Mass Electric | NE North | North Shore | Gloucester 24 | Gloucester | 12-24J8 | Gloucester | N | Mixed | 4.16 | 2.0247 | 2.8718 | 768.3333 | 5722.8465 | Estimated | 1.6332 | No | No | [16 empty] | 16 | 16 | [6 empty] | 16 | 16 | [16 empty] | 88.83 | 88.83 | [6 empty] | 88.83 | 88.83 | 5.439% | 0 | 0 | 0 | 0 | 0 | 0 | 0 | 0 | 0 | 0 | 0 | 0 | 0 | 0 | 0 | 0 | 104272.2072 | 104272.2072 | 0 | 0 | 0 | 0 | 0 | 0 | 104272.2072 | 104272.2072 | [8 empty] | 5722.8465 |  | 1.6332 | [9 empty] | N |  | N |  |  |  |  | 8.4911 | 595.7373 | 0.065076 | 195.0673 | 0.0039046 | 2.5154 | 0.0013015 | 2.0693 |  |  |  | 0 | 112669.3333
Mass Electric | NE North | North Shore | Gloucester 24 | Gloucester | 12-24J9 | Gloucester | N | Mixed | 4.16 | 2.7741 | 2.7227 | 365.8333 | 3871.1963 | Metered | 1.1048 | No | No | [16 empty] | 9 | 9 | [6 empty] | 9 | 9 | [16 empty] | 61.12 | 61.12 | [6 empty] | 61.12 | 61.12 | 5.532% | 0 | 0 | 0 | 0 | 0 | 0 | 0 | 0 | 0 | 0 | 0 | 0 | 0 | 0 | 0 | 0 | 71745.1008 | 71745.1008 | 0 | 0 | 0 | 0 | 0 | 0 | 71745.1008 | 71745.1008 | [8 empty] | 3871.1963 |  | 1.1048 | [9 empty] | N |  | N |  |  |  |  | 63.7175 | -25.4513 | 0 | 22.913 | 0.019134 | 0.32777 | 0 | 0.34058 |  |  |  | 0 | 0
Mass Electric | NE North | North Shore | Quinn 24 | Lynn | 12-24W1 | Lynn | N | OH | 13.8 | 8.557 | 11.6445 | 1509.9167 | 21135.272 | Metered | 6.0234 | Partial | No | [16 empty] | 144 | 144 | [6 empty] | 144 | 144 | [16 empty] | 880.27 | 880.27 | [6 empty] | 880.27 | 880.27 | 14.61% | 0 | 0 | 0 | 0 | 0 | 0 | 0 | 0 | 0 | 0 | 0 | 0 | 0 | 0 | 0 | 0 | 1033296.1368 | 1033296.1368 | 0 | 0 | 0 | 0 | 0 | 0 | 1033296.1368 | 1033296.1368 | [8 empty] | 21135.272 |  | 6.0234 | [9 empty] | N |  | N |  |  |  |  | 554.0697 | -87.2683 | 272.3832 | -91.9236 | 3.0108 | 0.25258 | 2.8849 | 0.092999 |  |  |  | 364991 | -180150.6667
Mass Electric | NE North | North Shore | Quinn 24 | Lynn | 12-24W2 | Lynn | N | OH | 13.8 | 7.84 | 11.1479 | 1457.5833 | 12436.009 | Metered | 4.1989 | Partial | No | [16 empty] | 151 | 151 | 1 | 1 |  |  |  |  | 152 | 152 | [16 empty] | 860.225 | 860.225 | 0 | 0 |  |  |  |  | 860.225 | 860.225 | 20.49% | 0 | 0 | 0 | 0 | 0 | 0 | 0 | 0 | 0 | 0 | 0 | 0 | 0 | 0 | 0 | 0 | 1009766.514 | 1009766.514 | 0 | 0 | 0 | 0 | 0 | 0 | 1009766.514 | 1009766.514 | [8 empty] | 12436.009 |  | 4.1989 | [9 empty] | N |  | N |  |  |  |  | 272.097 | 209.2422 | 7.6874 | 161.2572 | 0.20856 | 1.9626 | 0.088503 | 1.534 |  |  |  | 0 | 178394.6667
Mass Electric | NE North | North Shore | Melrose 25 | Melrose | 12-25W1 | Melrose, Saugus | N | Mixed | 13.8 | 12.3097 | 18.5945 | 1344.1667 | 20408.2551 | Estimated | 5.8243 | Partial | No | [16 empty] | 102 | 102 | 1 | 1 |  |  |  |  | 103 | 103 | [16 empty] | 2047.86 | 2047.86 | 5.2 | 5.2 |  |  |  |  | 2053.06 | 2053.06 | 35.25% | 0 | 0 | 0 | 0 | 0 | 0 | 0 | 0 | 0 | 0 | 0 | 0 | 0 | 0 | 0 | 0 | 2403859.9824 | 2403859.9824 | 6103.968 | 6103.968 | 0 | 0 | 0 | 0 | 2409963.9504 | 2409963.9504 | [8 empty] | 20408.2551 |  | 5.8243 | [9 empty] | N |  | N |  |  |  |  | 251.1028 | -99.2899 | 251.1028 | -182.1176 | 1.2811 | -0.65629 | 1.2811 | -0.7552 |  |  |  | 294182 | -259605
Mass Electric | NE North | North Shore | Melrose 25 | Melrose | 12-25W2 | Melrose, Saugus | N | Mixed | 13.8 | 12.6682 | 17.6922 | 1233.4167 | 23004.6187 | Estimated | 6.5652 | Partial | No | [16 empty] | 54 | 54 | [6 empty] | 54 | 54 | [16 empty] | 366.41 | 366.41 | [6 empty] | 366.41 | 366.41 | 5.581% | 0 | 0 | 0 | 0 | 0 | 0 | 0 | 0 | 0 | 0 | 0 | 0 | 0 | 0 | 0 | 0 | 430106.7144 | 430106.7144 | 0 | 0 | 0 | 0 | 0 | 0 | 430106.7144 | 430106.7144 | [8 empty] | 23004.6187 |  | 6.5652 | [9 empty] | N |  | N |  |  |  |  | 7.1987 | 40.8982 | 7.1987 | 31.3601 | 0.089994 | 0.1075 | 0.089994 | 0.099639 |  |  |  | 0 | 0
Mass Electric | NE North | North Shore | Melrose 25 | Melrose | 12-25W3 | Melrose, Saugus | N | Mixed | 13.8 | 11.2341 | 8.6241 | 733 | 27024.7945 | Estimated | 7.7126 | Partial | No | [12 empty] | 1 | 1 |  |  | 11 | 11 | [6 empty] | 12 | 12 | [12 empty] | 300 | 300 |  |  | 230.695 | 230.695 | [6 empty] | 530.695 | 530.695 | 6.881% | 0 | 0 | 0 | 0 | 0 | 0 | 0 | 0 | 0 | 0 | 0 | 0 | 1513728 | 1513728 | 0 | 0 | 270799.0188 | 270799.0188 | 0 | 0 | 0 | 0 | 0 | 0 | 1784527.0188 | 1784527.0188 | [8 empty] | 27024.7945 |  | 7.7126 | [9 empty] | N |  | N |  |  |  |  | 92.3915 | 53.1852 | 92.3915 | 44.0491 | 0.20737 | 0.1772 | 0.20737 | 0.17225 |  |  |  | 0 | 91020
Mass Electric | NE North | North Shore | Melrose 25 | Melrose | 12-25W4 | Melrose, Stoneham, Wakefield | N | OH | 13.8 | 12.3097 | 21.7591 | 4537.3333 | 39252.8293 | Estimated | 11.2023 | Partial | No | [12 empty] | 2 | 2 |  |  | 126 | 126 | 3 | 3 |  |  |  |  | 131 | 131 | [12 empty] | 6.2 | 6.2 |  |  | 783.82 | 783.82 | 12.6 | 12.6 |  |  |  |  | 802.62 | 802.62 | 7.165% | 0 | 0 | 0 | 0 | 0 | 0 | 0 | 0 | 0 | 0 | 0 | 0 | 31283.712 | 31283.712 | 0 | 0 | 920079.2688 | 920079.2688 | 14790.384 | 14790.384 | 0 | 0 | 0 | 0 | 966153.3648 | 966153.3648 | [8 empty] | 39252.8293 |  | 11.2023 | [9 empty] | N |  | N |  |  |  |  | 472.0021 | -400.3366 | 109.4643 | -76.6714 | 2.4296 | -2.107 | 1.2719 | -0.98116 |  |  |  | 381478 | -298755.3333
Mass Electric | NE North | North Shore | Melrose 25 | Melrose | 12-25W5 | Melrose | N | OH | 13.8 | 12.4053 | 12.3466 | 1844.6667 | 10456.248 | Metered | 5.7444 | Partial | No | [16 empty] | 80 | 80 | [6 empty] | 80 | 80 | [16 empty] | 574.18 | 574.18 | [6 empty] | 574.18 | 574.18 | 9.995% | 0 | 0 | 0 | 0 | 0 | 0 | 0 | 0 | 0 | 0 | 0 | 0 | 0 | 0 | 0 | 0 | 673995.4512 | 673995.4512 | 0 | 0 | 0 | 0 | 0 | 0 | 673995.4512 | 673995.4512 | [8 empty] | 10456.248 |  | 5.7444 | [9 empty] | N |  | N |  |  |  |  | 106.867 | 14.4574 | 26.9187 | 38.2119 | 0.19353 | 0.40462 | 0.13661 | 0.40709 |  |  |  | 0 | 54397.6667
Mass Electric | NE North | North Shore | Topsfield 26 | Topsfield | 12-26L1 | Ipswich, Topsfield | N | OH | 13.2 | 10.7456 | 52.3445 | 2101.3333 | 32338.8916 | Estimated | 9.2291 | Partial | No | [16 empty] | 80 | 80 | 1 | 1 |  |  |  |  | 81 | 81 | [16 empty] | 791.525 | 791.525 | 0 | 0 |  |  |  |  | 791.525 | 791.525 | 8.576% | 0 | 0 | 0 | 0 | 0 | 0 | 0 | 0 | 0 | 0 | 0 | 0 | 0 | 0 | 0 | 0 | 929123.706 | 929123.706 | 0 | 0 | 0 | 0 | 0 | 0 | 929123.706 | 929123.706 | [8 empty] | 32338.8916 |  | 9.2291 | [9 empty] | N |  | N |  |  |  |  | 399.4559 | 1291.9474 | 133.7755 | 88.1797 | 2.0368 | 0.12488 | 1.628 | -0.25361 |  |  |  | 173411 | -99405.6667
Mass Electric | NE North | North Shore | West Gloucester 28 | Gloucester | 12-28L2 | Gloucester, Manchester | N | Mixed | 13.2 | 10.8828 | 40.8587 | 2935.3333 | 32807.299 | Metered | 7.2933 | Partial | No | [12 empty] | 1 | 1 |  |  | 96 | 96 | 6 | 6 | 2 | 2 |  |  | 105 | 105 | [12 empty] | 1.2 | 1.2 |  |  | 632.43 | 632.43 | 16.04 | 16.04 | 12.5 | 12.5 |  |  | 662.17 | 662.17 | 9.079% | 0 | 0 | 0 | 0 | 0 | 0 | 0 | 0 | 0 | 0 | 0 | 0 | 6054.912 | 6054.912 | 0 | 0 | 742371.6312 | 742371.6312 | 18828.3936 | 18828.3936 | 40953 | 40953 | 0 | 0 | 808207.9368 | 808207.9368 | [8 empty] | 32807.299 |  | 7.2933 | [9 empty] | N |  | N |  |  |  |  | 836.0304 | -420.7998 | 483.2518 | -312.9429 | 2.2795 | -0.88645 | 1.2588 | -0.23197 |  |  |  | 1214530 | -874975.3333
Mass Electric | NE North | North Shore | West Salem 29 | Salem | 12-29W1 | Lynn, Salem, Saugus | N | OH | 13.8 | 12.5487 | 22.9352 | 3807.4167 | 33473.8266 | Estimated | 9.553 | Partial | No | [12 empty] | 1 | 1 |  |  | 265 | 265 | 1 | 1 |  |  |  |  | 267 | 267 | [12 empty] | 1.1 | 1.1 |  |  | 1438.155 | 1438.155 | 0 | 0 |  |  |  |  | 1439.255 | 1439.255 | 15.07% | 0 | 0 | 0 | 0 | 0 | 0 | 0 | 0 | 0 | 0 | 0 | 0 | 5550.336 | 5550.336 | 0 | 0 | 1688163.8652 | 1688163.8652 | 0 | 0 | 0 | 0 | 0 | 0 | 1693714.2012 | 1693714.2012 | [8 empty] | 33473.8266 |  | 9.553 | [9 empty] | N |  | N |  |  |  |  | 131.3255 | 50.1961 | 22.7658 | 53.699 | 0.66581 | 0.80121 | 0.61958 | 0.48484 |  |  |  | 17991 | 208138.3333
Mass Electric | NE North | North Shore | West Salem 29 | Salem | 12-29W2 | Salem | N | Mixed | 13.8 | 11.2341 | 15.4091 | 1516.8333 | 22762.142 | Metered | 6.0951 | Partial | No | [12 empty] | 2 | 2 |  |  | 97 | 97 | 4 | 4 |  |  |  |  | 103 | 103 | [12 empty] | 895 | 895 |  |  | 1113.145 | 1113.145 | 18.8 | 18.8 |  |  |  |  | 2026.945 | 2026.945 | 33.26% | 0 | 0 | 0 | 0 | 0 | 0 | 0 | 0 | 0 | 0 | 0 | 0 | 4515955.2 | 4515955.2 | 0 | 0 | 1306654.1268 | 1306654.1268 | 22068.192 | 22068.192 | 0 | 0 | 0 | 0 | 5844677.5188 | 5844677.5188 | [8 empty] | 22762.142 |  | 6.0951 | [9 empty] | N |  | N |  |  |  |  | 584.7195 | -444.8533 | 1.0258 | 137.9405 | 0.98033 | 0.38137 | 0.017141 | 1.3441 |  |  |  | 0 | 215827
Mass Electric | NE North | North Shore | West Salem 29 | Salem | 12-29W3 | Lynn, Salem | N | OH | 13.8 | 12.4292 | 15.0337 | 4076 | 37805.811 | Metered | 8.6287 | Partial | No | [16 empty] | 138 | 138 | [6 empty] | 138 | 138 | [16 empty] | 721.44 | 721.44 | [6 empty] | 721.44 | 721.44 | 8.361% | 0 | 0 | 0 | 0 | 0 | 0 | 0 | 0 | 0 | 0 | 0 | 0 | 0 | 0 | 0 | 0 | 846855.1296 | 846855.1296 | 0 | 0 | 0 | 0 | 0 | 0 | 846855.1296 | 846855.1296 | [8 empty] | 37805.811 |  | 8.6287 | [9 empty] | N |  | N |  |  |  |  | 112.6016 | -21.8408 | 23.4553 | 62.169 | 0.26227 | 0.5762 | 0.20682 | 0.62836 |  |  |  | 0 | 204805.6667
Mass Electric | NE North | North Shore | West Salem 29 | Salem | 12-29W4 | Lynn, Salem, Swampscott | N | OH | 13.8 | 11.2341 | 17.6472 | 2709.8333 | 29727.724 | Metered | 8.1586 | Partial | No | [16 empty] | 236 | 236 | [6 empty] | 236 | 236 | [16 empty] | 1343.19 | 1343.19 | [6 empty] | 1343.19 | 1343.19 | 16.46% | 0 | 0 | 0 | 0 | 0 | 0 | 0 | 0 | 0 | 0 | 0 | 0 | 0 | 0 | 0 | 0 | 1576690.1496 | 1576690.1496 | 0 | 0 | 0 | 0 | 0 | 0 | 1576690.1496 | 1576690.1496 | [8 empty] | 29727.724 |  | 8.1586 | [9 empty] | N |  | N |  |  |  |  | 32.8186 | -10.2541 | 30.0129 | -13.3872 | 0.19116 | -0.047915 | 0.19005 | -0.05877 |  |  |  | 24998 | -24998
Mass Electric | NE North | North Shore | West Salem 29 | Salem | 12-29W5 | Lynn, Salem | N | Mixed | 13.8 | 10.278 | 11.7788 | 2788 | 29329.976 | Metered | 6.7404 | Partial | No | [12 empty] | 1 | 1 |  |  | 140 | 140 | [6 empty] | 141 | 141 | [12 empty] | 1.2 | 1.2 |  |  | 792.322 | 792.322 | [6 empty] | 793.522 | 793.522 | 11.77% | 0 | 0 | 0 | 0 | 0 | 0 | 0 | 0 | 0 | 0 | 0 | 0 | 6054.912 | 6054.912 | 0 | 0 | 930059.2565 | 930059.2565 | 0 | 0 | 0 | 0 | 0 | 0 | 936114.1685 | 936114.1685 | [8 empty] | 29329.976 |  | 6.7404 | [9 empty] | N |  | N |  |  |  |  | 125.4544 | -82.5634 | 10.5237 | 8.8086 | 0.14957 | -0.0030213 | 0.087159 | 0.044147 |  |  |  | 0 | 23193
Mass Electric | NE North | North Shore | West Salem 29 | Salem | 12-29W6 | Salem, Swampscott | N | Mixed | 13.8 | 12.6682 | 16.4602 | 1280.5833 | 29277.371 | Metered | 7.2742 | Partial | No | [16 empty] | 65 | 65 |  |  | 1 | 1 |  |  | 66 | 66 | [16 empty] | 1131.05 | 1131.05 |  |  | 1.8 | 1.8 |  |  | 1132.85 | 1132.85 | 15.57% | 0 | 0 | 0 | 0 | 0 | 0 | 0 | 0 | 0 | 0 | 0 | 0 | 0 | 0 | 0 | 0 | 1327671.732 | 1327671.732 | 0 | 0 | 5897.232 | 5897.232 | 0 | 0 | 1333568.964 | 1333568.964 | [8 empty] | 29277.371 |  | 7.2742 | [9 empty] | N |  | N |  |  |  |  | 45.1536 | 10.0078 | 5.8052 | 26.849 | 0.029674 | 0.60908 | 0.012494 | 0.60573 |  |  |  | 0 | 22104.6667
Mass Electric | NE North | North Shore | Burrill 2 | Swampscott | 12-2J1 | Lynn, Swampscott | N | OH | 4.16 | 0 | 1.7902 | 482.25 | 0 | Estimated | 0 | No | No | [16 empty] | 10 | 10 | [6 empty] | 10 | 10 | [16 empty] | 74.67 | 74.67 | [6 empty] | 74.67 | 74.67 | 0% | 0 | 0 | 0 | 0 | 0 | 0 | 0 | 0 | 0 | 0 | 0 | 0 | 0 | 0 | 0 | 0 | 87650.6328 | 87650.6328 | 0 | 0 | 0 | 0 | 0 | 0 | 87650.6328 | 87650.6328 | [8 empty] | 0 |  | 0 | [9 empty] | N |  | N |  |  |  |  | 457.9533 | -385.6002 | 0 | 72.3531 | 0.71332 | 0.39167 | 0 | 1.105 |  |  |  | 0 | 136
Mass Electric | NE North | North Shore | Burrill 2 | Swampscott | 12-2J2 | Lynn, Swampscott | N | OH | 4.16 | 0 | 1.3199 | 300.9167 | 0 | Estimated | 0 | No | No | [16 empty] | 7 | 7 | [6 empty] | 7 | 7 | [16 empty] | 30.37 | 30.37 | [6 empty] | 30.37 | 30.37 | 0% | 0 | 0 | 0 | 0 | 0 | 0 | 0 | 0 | 0 | 0 | 0 | 0 | 0 | 0 | 0 | 0 | 35649.5208 | 35649.5208 | 0 | 0 | 0 | 0 | 0 | 0 | 35649.5208 | 35649.5208 | [8 empty] | 0 |  | 0 | [9 empty] | N |  | N |  |  |  |  | 1082.3395 | -925.2199 | 1082.3395 | -925.2199 | 1.1498 | 0.28393 | 1.1498 | 0.28393 |  |  |  | 301392 | -278558
Mass Electric | NE North | North Shore | Salem 2 Valley St | Salem | 12-2W1 | Salem | N | OH | 13.8 | 7.7682 | 15.9987 | 2702 | 8957.869 | Metered | 5.7765 | Partial | No | [12 empty] | 1 | 1 |  |  | 189 | 189 | [6 empty] | 190 | 190 | [12 empty] | 1.2 | 1.2 |  |  | 1472.74 | 1472.74 | [6 empty] | 1473.94 | 1473.94 | 25.52% | 0 | 0 | 0 | 0 | 0 | 0 | 0 | 0 | 0 | 0 | 0 | 0 | 6054.912 | 6054.912 | 0 | 0 | 1728761.1216 | 1728761.1216 | 0 | 0 | 0 | 0 | 0 | 0 | 1734816.0336 | 1734816.0336 | [8 empty] | 8957.869 |  | 5.7765 | [9 empty] | N |  | N |  |  |  |  | 996.3849 | -556.6775 | 68.114 | 90.1704 | 2.0803 | 0.15055 | 1.0848 | 0.79997 |  |  |  | 0 | 290031.3333
Mass Electric | NE North | North Shore | Salem 2 Valley St | Salem | 12-2W2 | Salem | N | OH | 13.8 | 10.4453 | 1.7481 | 520.5833 | 8880.306 | Metered | 2.215 | Partial | No | [24 empty] | 0 | 0 | [24 empty] | 0 | 0 | 0% | 0 | 0 | 0 | 0 | 0 | 0 | 0 | 0 | 0 | 0 | 0 | 0 | 0 | 0 | 0 | 0 | 0 | #VALUE! | 0 | 0 | 0 | 0 | 0 | 0 | 0 | #VALUE! | [8 empty] | 8880.306 |  | 2.215 | [9 empty] | N |  | N |  |  |  |  | 178.7034 | 145.6375 | 63.9917 | -2.5783 | 0.413 | 0.88865 | 0.3765 | 0.66631 |  |  |  | 0 | 0
Mass Electric | NE North | North Shore | Revere Beach 35 | Revere | 12-35J1 | Revere | N | OH | 4.16 | 2.8821 | 4.0765 | 994.5833 | 7069.2947 | Estimated | 2.0175 | No | No | [16 empty] | 46 | 46 | [6 empty] | 46 | 46 | [16 empty] | 271.87 | 271.87 | [6 empty] | 271.87 | 271.87 | 13.48% | 0 | 0 | 0 | 0 | 0 | 0 | 0 | 0 | 0 | 0 | 0 | 0 | 0 | 0 | 0 | 0 | 319131.8808 | 319131.8808 | 0 | 0 | 0 | 0 | 0 | 0 | 319131.8808 | 319131.8808 | [8 empty] | 7069.2947 |  | 2.0175 | [9 empty] | N |  | N |  |  |  |  | 47.821 | 259.5904 | 7.1457 | 48.1275 | 0.062338 | 0.96299 | 0.047256 | 0.64298 |  |  |  | 143 | 49338.3333
Mass Electric | NE North | North Shore | Revere Beach 35 | Revere | 12-35J2 | Revere | N | OH | 4.16 | 2.9398 | 5.0915 | 674.3333 | 7237.6954 | Estimated | 2.0656 | No | No | [16 empty] | 69 | 69 | [6 empty] | 69 | 69 | [16 empty] | 381.92 | 381.92 | [6 empty] | 381.92 | 381.92 | 18.49% | 0 | 0 | 0 | 0 | 0 | 0 | 0 | 0 | 0 | 0 | 0 | 0 | 0 | 0 | 0 | 0 | 448312.9728 | 448312.9728 | 0 | 0 | 0 | 0 | 0 | 0 | 448312.9728 | 448312.9728 | [8 empty] | 7237.6954 |  | 2.0656 | [9 empty] | N |  | N |  |  |  |  | 134.085 | -71.5312 | 134.085 | -85.4141 | 1.0811 | -0.66659 | 1.0811 | -0.67302 |  |  |  | 66105 | -66105
Mass Electric | NE North | North Shore | Revere Beach 35 | Revere | 12-35J3 | Revere | N | OH | 4.16 | 2.666 | 3.3568 | 864.0833 | 7405.8436 | Estimated | 2.1135 | No | No | [16 empty] | 49 | 49 | [6 empty] | 49 | 49 | [16 empty] | 267.67 | 267.67 | [6 empty] | 267.67 | 267.67 | 12.66% | 0 | 0 | 0 | 0 | 0 | 0 | 0 | 0 | 0 | 0 | 0 | 0 | 0 | 0 | 0 | 0 | 314201.7528 | 314201.7528 | 0 | 0 | 0 | 0 | 0 | 0 | 314201.7528 | 314201.7528 | [8 empty] | 7405.8436 |  | 2.1135 | [9 empty] | N |  | N |  |  |  |  | 645.1936 | -638.892 | 6.276 | -3.2133 | 1.3807 | -1.3528 | 0.36918 | -0.34794 |  |  |  | 5423 | -3668.3333
Mass Electric | NE North | North Shore | Revere Beach 35 | Revere | 12-35J4 | Revere | N | OH | 4.16 | 2.5435 | 2.8746 | 748.3333 | 5890.9948 | Estimated | 1.6812 | No | No | [16 empty] | 44 | 44 | [6 empty] | 44 | 44 | [16 empty] | 219.37 | 219.37 | [6 empty] | 219.37 | 219.37 | 13.05% | 0 | 0 | 0 | 0 | 0 | 0 | 0 | 0 | 0 | 0 | 0 | 0 | 0 | 0 | 0 | 0 | 257505.2808 | 257505.2808 | 0 | 0 | 0 | 0 | 0 | 0 | 257505.2808 | 257505.2808 | [8 empty] | 5890.9948 |  | 1.6812 | [9 empty] | N |  | N |  |  |  |  | 642.6962 | -554.351 | 4.343 | 36.736 | 0.32873 | 0.039062 | 0.033408 | 0.31265 |  |  |  | 0 | 0
Mass Electric | NE North | North Shore | Everett 37 | Everett | 12-37J1 | Everett, Malden | N | Mixed | 4.16 | 2.738 | 1.9299 | 438.5833 | 4294.699 | Metered | 1.0736 | Partial | No | [16 empty] | 3 | 3 | [6 empty] | 3 | 3 | [16 empty] | 15.8 | 15.8 | [6 empty] | 15.8 | 15.8 | 1.472% | 0 | 0 | 0 | 0 | 0 | 0 | 0 | 0 | 0 | 0 | 0 | 0 | 0 | 0 | 0 | 0 | 18546.672 | 18546.672 | 0 | 0 | 0 | 0 | 0 | 0 | 18546.672 | 18546.672 | [8 empty] | 4294.699 |  | 1.0736 | [9 empty] | N |  | N |  |  |  |  | 844.3983 | -726.2031 | 153.3186 | -35.1235 | 3.0165 | -2.4111 | 2.0179 | -1.4124 |  |  |  | 66742 | -38903
Mass Electric | NE North | North Shore | Everett 37 | Everett | 12-37J2 | Everett, Malden | N | Mixed | 4.16 | 2.666 | 2.611 | 804.1667 | 6907.148 | Metered | 1.5515 | Partial | No | [16 empty] | 3 | 3 | [6 empty] | 3 | 3 | [16 empty] | 15.8 | 15.8 | [6 empty] | 15.8 | 15.8 | 1.018% | 0 | 0 | 0 | 0 | 0 | 0 | 0 | 0 | 0 | 0 | 0 | 0 | 0 | 0 | 0 | 0 | 18546.672 | 18546.672 | 0 | 0 | 0 | 0 | 0 | 0 | 18546.672 | 18546.672 | [8 empty] | 6907.148 |  | 1.5515 | [9 empty] | N |  | N |  |  |  |  | 47.2924 | 16.5431 | 47.2924 | 16.467 | 0.25492 | 0.39235 | 0.25492 | 0.39194 |  |  |  | 0 | 16405.3333
Mass Electric | NE North | North Shore | Everett 37 | Everett | 12-37J3 | Everett, Malden | N | Mixed | 4.16 | 3.0623 | 4.7712 | 752.75 | 9596.049 | Metered | 2.1592 | Partial | No | [16 empty] | 26 | 26 | [6 empty] | 26 | 26 | [16 empty] | 136.18 | 136.18 | [6 empty] | 136.18 | 136.18 | 6.307% | 0 | 0 | 0 | 0 | 0 | 0 | 0 | 0 | 0 | 0 | 0 | 0 | 0 | 0 | 0 | 0 | 159853.5312 | 159853.5312 | 0 | 0 | 0 | 0 | 0 | 0 | 159853.5312 | 159853.5312 | [8 empty] | 9596.049 |  | 2.1592 | [9 empty] | N |  | N |  |  |  |  | 10.261 | 199.7809 | 10.261 | 199.7809 | 0.18466 | 1.4426 | 0.18466 | 1.4426 |  |  |  | 0 | 113910
Mass Electric | NE North | North Shore | Everett 37 | Everett | 12-37J4 | Everett, Malden | N | OH | 4.16 | 2.738 | 3.8021 | 284.6667 | 4481.093 | Metered | 1.1192 | Partial | No | [24 empty] | 0 | 0 | [24 empty] | 0 | 0 | 0% | 0 | 0 | 0 | 0 | 0 | 0 | 0 | 0 | 0 | 0 | 0 | 0 | 0 | 0 | 0 | 0 | 0 | #VALUE! | 0 | 0 | 0 | 0 | 0 | 0 | 0 | #VALUE! | [8 empty] | 4481.093 |  | 1.1192 | [9 empty] | N |  | N |  |  |  |  | 131.4696 | -85.4847 | 131.4696 | -85.4847 | 0.70258 | -0.33854 | 0.70258 | -0.33854 |  |  |  | 37425 | -34236
Mass Electric | NE North | North Shore | Everett 37 | Everett | 12-37W1 | Everett, Malden, Medford | N | Mixed | 13.8 | 12.1902 | 9.6085 | 1596.3333 | 30185.515 | Metered | 7.3141 | Partial | No | [12 empty] | 3 | 3 |  |  | 38 | 38 |  |  | 1 | 1 |  |  | 42 | 42 | [12 empty] | 225 | 225 |  |  | 186.37 | 186.37 |  |  | 100 | 100 |  |  | 511.37 | 511.37 | 6.992% | 0 | 0 | 0 | 0 | 0 | 0 | 0 | 0 | 0 | 0 | 0 | 0 | 1135296 | 1135296 | 0 | 0 | 218768.5608 | 218768.5608 | 0 | 0 | 327624 | 327624 | 0 | 0 | 1681688.5608 | 1681688.5608 | [8 empty] | 30185.515 |  | 7.3141 | [9 empty] | N |  | N |  |  |  |  | 36.28 | 58.8658 | 4.3262 | 90.8196 | 0.079557 | 0.85902 | 0.066402 | 0.87217 |  |  |  | 0 | 115543
Mass Electric | NE North | North Shore | Everett 37 | Everett | 12-37W10 | Everett, Malden | N | OH | 13.8 | 13.0029 | 15.0729 | 5942.6667 | 30038.45 | Metered | 10.4692 | Partial | No | [16 empty] | 135 | 135 | [6 empty] | 135 | 135 | [16 empty] | 728.325 | 728.325 | [6 empty] | 728.325 | 728.325 | 6.957% | 0 | 0 | 0 | 0 | 0 | 0 | 0 | 0 | 0 | 0 | 0 | 0 | 0 | 0 | 0 | 0 | 854937.018 | 854937.018 | 0 | 0 | 0 | 0 | 0 | 0 | 854937.018 | 854937.018 | [8 empty] | 30038.45 |  | 10.4692 | [9 empty] | N |  | N |  |  |  |  | 1.9596 | 49.5134 | 1.3667 | 49.987 | 0.0058896 | 0.40792 | 0.0055531 | 0.40814 |  |  |  | 0 | 268785
Mass Electric | NE North | North Shore | Everett 37 | Everett | 12-37W2 | Everett, Malden, Medford | N | Mixed | 13.8 | 12.1902 | 8.1549 | 1790 | 24539.8233 | Estimated | 7.0034 | Partial | No | [16 empty] | 3 | 3 | [6 empty] | 3 | 3 | [16 empty] | 457 | 457 | [6 empty] | 457 | 457 | 6.525% | 0 | 0 | 0 | 0 | 0 | 0 | 0 | 0 | 0 | 0 | 0 | 0 | 0 | 0 | 0 | 0 | 536444.88 | 536444.88 | 0 | 0 | 0 | 0 | 0 | 0 | 536444.88 | 536444.88 | [8 empty] | 24539.8233 |  | 7.0034 | [9 empty] | N |  | N |  |  |  |  | 79.8827 | -74.9826 | 79.8827 | -74.9826 | 1.0039 | -0.99024 | 1.0039 | -0.99024 |  |  |  | 142045 | -142017.6667
Mass Electric | NE North | North Shore | Everett 37 | Everett | 12-37W3 | Malden, Medford | N | Mixed | 13.8 | 11.2341 | 7.2828 | 1889.1667 | 16255.499 | Metered | 3.4579 | Partial | No | [16 empty] | 41 | 41 | [6 empty] | 41 | 41 | [16 empty] | 215.51 | 215.51 | [6 empty] | 215.51 | 215.51 | 6.232% | 0 | 0 | 0 | 0 | 0 | 0 | 0 | 0 | 0 | 0 | 0 | 0 | 0 | 0 | 0 | 0 | 252974.2584 | 252974.2584 | 0 | 0 | 0 | 0 | 0 | 0 | 252974.2584 | 252974.2584 | [8 empty] | 16255.499 |  | 3.4579 | [9 empty] | N |  | N |  |  |  |  | 33.7244 | 49.3574 | 7.1645 | 75.1991 | 0.1985 | 0.21808 | 0.16568 | 0.24827 |  |  |  | 0 | 138351
Mass Electric | NE North | North Shore | Everett 37 | Everett | 12-37W4 | Malden, Medford | N | OH | 13.8 | 12.1663 | 16.6339 | 3124.8333 | 27320.888 | Metered | 10.2541 | Partial | No | [12 empty] | 1 | 1 |  |  | 113 | 113 | [6 empty] | 114 | 114 | [12 empty] | 75 | 75 |  |  | 598.65 | 598.65 | [6 empty] | 673.65 | 673.65 | 6.57% | 0 | 0 | 0 | 0 | 0 | 0 | 0 | 0 | 0 | 0 | 0 | 0 | 378432 | 378432 | 0 | 0 | 702719.316 | 702719.316 | 0 | 0 | 0 | 0 | 0 | 0 | 1081151.316 | 1081151.316 | [8 empty] | 27320.888 |  | 10.2541 | [9 empty] | N |  | N |  |  |  |  | 69.6792 | 62.8889 | 35.2051 | 87.099 | 0.26305 | 0.64705 | 0.24737 | 0.6453 |  |  |  | 76224 | 286354.3333
Mass Electric | NE North | North Shore | Everett 37 | Everett | 12-37W5 | Malden, Medford, Somerville | N | OH | 13.8 | 12.3336 | 19.318 | 3952.5 | 36166.162 | Metered | 8.5969 | Partial | No | [16 empty] | 130 | 130 | 1 | 1 |  |  |  |  | 131 | 131 | [16 empty] | 629.79 | 629.79 | 0 | 0 |  |  |  |  | 629.79 | 629.79 | 7.326% | 0 | 0 | 0 | 0 | 0 | 0 | 0 | 0 | 0 | 0 | 0 | 0 | 0 | 0 | 0 | 0 | 739272.6936 | 739272.6936 | 0 | 0 | 0 | 0 | 0 | 0 | 739272.6936 | 739272.6936 | [8 empty] | 36166.162 |  | 8.5969 | [9 empty] | N |  | N |  |  |  |  | 741.1226 | -730.1126 | 52.5996 | -45.343 | 1.3885 | -1.3282 | 0.72916 | -0.67186 |  |  |  | 179772 | -179772
Mass Electric | NE North | North Shore | Everett 37 | Everett | 12-37W6 | Everett | N | Mixed | 13.8 | 10.7799 | 10.3108 | 3335.6667 | 39345.032 | Metered | 7.8321 | Partial | No | [12 empty] | 1 | 1 |  |  | 54 | 54 | [6 empty] | 55 | 55 | [12 empty] | 1.2 | 1.2 |  |  | 513.01 | 513.01 | [6 empty] | 514.21 | 514.21 | 6.565% | 0 | 0 | 0 | 0 | 0 | 0 | 0 | 0 | 0 | 0 | 0 | 0 | 6054.912 | 6054.912 | 0 | 0 | 602191.6584 | 602191.6584 | 0 | 0 | 0 | 0 | 0 | 0 | 608246.5704 | 608246.5704 | [8 empty] | 39345.032 |  | 7.8321 | [9 empty] | N |  | N |  |  |  |  | 18.0965 | 30.2507 | 16.853 | 15.0877 | 0.064755 | 0.17595 | 0.064455 | 0.1428 |  |  |  | 0 | 72589
Mass Electric | NE North | North Shore | Everett 37 | Everett | 12-37W7 | Everett, Malden | N | Mixed | 13.8 | 8.6765 | 5.7536 | 1288.5 | 15969.311 | Estimated | 4.5575 | Partial | No | [16 empty] | 11 | 11 | [6 empty] | 11 | 11 | [16 empty] | 178.58 | 178.58 | [6 empty] | 178.58 | 178.58 | 3.918% | 0 | 0 | 0 | 0 | 0 | 0 | 0 | 0 | 0 | 0 | 0 | 0 | 0 | 0 | 0 | 0 | 209624.3472 | 209624.3472 | 0 | 0 | 0 | 0 | 0 | 0 | 209624.3472 | 209624.3472 | [8 empty] | 15969.311 |  | 4.5575 | [9 empty] | N |  | N |  |  |  |  | 62.4688 | 62.5461 | 62.4688 | 62.0786 | 1.0066 | -0.72858 | 1.0066 | -0.72885 |  |  |  | 77843 | -29437.3333
Mass Electric | NE North | North Shore | Everett 37 | Everett | 12-37W8 | Malden | N | Mixed | 13.8 | 12.1902 | 5.8549 | 1808.6667 | 26478.112 | Metered | 5.8161 | Partial | No | [16 empty] | 3 | 3 | [6 empty] | 3 | 3 | [16 empty] | 23.6 | 23.6 | [6 empty] | 23.6 | 23.6 | 0.4058% | 0 | 0 | 0 | 0 | 0 | 0 | 0 | 0 | 0 | 0 | 0 | 0 | 0 | 0 | 0 | 0 | 27702.624 | 27702.624 | 0 | 0 | 0 | 0 | 0 | 0 | 27702.624 | 27702.624 | [8 empty] | 26478.112 |  | 5.8161 | [9 empty] | N |  | N |  |  |  |  | 0.11832 | 50.2377 | 0.11832 | 50.2377 | 0.0011058 | 0.9915 | 0.0011058 | 0.9915 |  |  |  | 0 | 57799.3333
Mass Electric | NE North | North Shore | Everett 37 | Everett | 12-37W9 | Everett, Malden | N | Mixed | 13.8 | 11.3775 | 6.5748 | 1762.5833 | 21657.447 | Metered | 5.9756 | Partial | No | [12 empty] | 2 | 2 |  |  | 29 | 29 | [6 empty] | 31 | 31 | [12 empty] | 2.4 | 2.4 |  |  | 672.17 | 672.17 | [6 empty] | 674.57 | 674.57 | 11.29% | 0 | 0 | 0 | 0 | 0 | 0 | 0 | 0 | 0 | 0 | 0 | 0 | 12109.824 | 12109.824 | 0 | 0 | 789020.0328 | 789020.0328 | 0 | 0 | 0 | 0 | 0 | 0 | 801129.8568 | 801129.8568 | [8 empty] | 21657.447 |  | 5.9756 | [9 empty] | N |  | N |  |  |  |  | 138.9194 | -80.2175 | 43.9713 | 14.2625 | 1.0666 | -0.43035 | 1.0065 | -0.37041 |  |  |  | 77503 | 337
Mass Electric | NE North | North Shore | Salem 3 Boston St | Salem | 12-3J1 | Salem | N | Mixed | 4.16 | 2.5579 | 1.3299 | 147.9167 | 2735.0596 | Estimated | 0.78055 | No | No | [12 empty] | 1 | 1 |  |  | 9 | 9 | [6 empty] | 10 | 10 | [12 empty] | 75 | 75 |  |  | 47.12 | 47.12 | [6 empty] | 122.12 | 122.12 | 15.65% | 0 | 0 | 0 | 0 | 0 | 0 | 0 | 0 | 0 | 0 | 0 | 0 | 378432 | 378432 | 0 | 0 | 55311.3408 | 55311.3408 | 0 | 0 | 0 | 0 | 0 | 0 | 433743.3408 | 433743.3408 | [8 empty] | 2735.0596 |  | 0.78055 | [9 empty] | N |  | N |  |  |  |  | 0 | 13.2244 | 0 | 7.9378 | 0 | 0.086667 | 0 | 0.084444 |  |  |  | 0 | 0
Mass Electric | NE North | North Shore | Salem 3 Boston St | Salem | 12-3J2 | Salem | N | OH | 4.16 | 2.5579 | 3.7498 | 929.0833 | 6227.7962 | Estimated | 1.7773 | No | No | [16 empty] | 18 | 18 | [6 empty] | 18 | 18 | [16 empty] | 73.57 | 73.57 | [6 empty] | 73.57 | 73.57 | 4.139% | 0 | 0 | 0 | 0 | 0 | 0 | 0 | 0 | 0 | 0 | 0 | 0 | 0 | 0 | 0 | 0 | 86359.4088 | 86359.4088 | 0 | 0 | 0 | 0 | 0 | 0 | 86359.4088 | 86359.4088 | [8 empty] | 6227.7962 |  | 1.7773 | [9 empty] | N |  | N |  |  |  |  | 19.4536 | 251.4795 | 18.98 | 13.5474 | 0.024756 | 1.6973 | 0.023679 | 1.0226 |  |  |  | 0 | 0
Mass Electric | NE North | North Shore | Salem 3 Boston St | Salem | 12-3J3 | Salem | N | Mixed | 4.16 | 2.738 | 2.9597 | 865.75 | 7237.6954 | Estimated | 2.0656 | No | No | [16 empty] | 5 | 5 | [6 empty] | 5 | 5 | [16 empty] | 26.885 | 26.885 | [6 empty] | 26.885 | 26.885 | 1.302% | 0 | 0 | 0 | 0 | 0 | 0 | 0 | 0 | 0 | 0 | 0 | 0 | 0 | 0 | 0 | 0 | 31558.6884 | 31558.6884 | 0 | 0 | 0 | 0 | 0 | 0 | 31558.6884 | 31558.6884 | [8 empty] | 7237.6954 |  | 2.0656 | [9 empty] | N |  | N |  |  |  |  | 435.4941 | -397.7282 | 147.5218 | -128.0547 | 1.2047 | -0.51416 | 1.0754 | -0.39831 |  |  |  | 118461 | -118461
Mass Electric | NE North | North Shore | Salem 3 Boston St | Salem | 12-3J4 | Salem | N | OH | 4.16 | 2.5579 | 1.8057 | 600.6667 | 5133.5703 | Estimated | 1.4651 | No | No | [16 empty] | 10 | 10 | [6 empty] | 10 | 10 | [16 empty] | 51.4 | 51.4 | [6 empty] | 51.4 | 51.4 | 3.508% | 0 | 0 | 0 | 0 | 0 | 0 | 0 | 0 | 0 | 0 | 0 | 0 | 0 | 0 | 0 | 0 | 60335.376 | 60335.376 | 0 | 0 | 0 | 0 | 0 | 0 | 60335.376 | 60335.376 | [8 empty] | 5133.5703 |  | 1.4651 | [9 empty] | N |  | N |  |  |  |  | 192.7991 | -75.2896 | 0 | 52.094 | 0.2131 | 1.57 | 0 | 1.3893 |  |  |  | 0 | 12416
Mass Electric | NE North | North Shore | Salem 3 Boston St | Salem | 12-3J5 | Salem | N | UG | 4.16 | 2.6299 | 1.6172 | 435.5 | 5975.3213 | Estimated | 1.7053 | No | No | [24 empty] | 0 | 0 | [24 empty] | 0 | 0 | 0% | 0 | 0 | 0 | 0 | 0 | 0 | 0 | 0 | 0 | 0 | 0 | 0 | 0 | 0 | 0 | 0 | 0 | #VALUE! | 0 | 0 | 0 | 0 | 0 | 0 | 0 | #VALUE! | [8 empty] | 5975.3213 |  | 1.7053 | [9 empty] | N |  | N |  |  |  |  | 153.8002 | -9.0118 | 153.8002 | -9.0118 | 0.26866 | 0.99393 | 0.26866 | 0.99393 |  |  |  | 60368 | -24656.3333
Mass Electric | NE North | North Shore | Salem 3 Boston St | Salem | 12-3J6 | Salem | N | Mixed | 4.16 | 2.5579 | 3.2299 | 698.0833 | 6269.707 | Estimated | 1.7893 | No | No | [16 empty] | 2 | 2 | [6 empty] | 2 | 2 | [16 empty] | 30.94 | 30.94 | [6 empty] | 30.94 | 30.94 | 1.729% | 0 | 0 | 0 | 0 | 0 | 0 | 0 | 0 | 0 | 0 | 0 | 0 | 0 | 0 | 0 | 0 | 36318.6096 | 36318.6096 | 0 | 0 | 0 | 0 | 0 | 0 | 36318.6096 | 36318.6096 | [8 empty] | 6269.707 |  | 1.7893 | [9 empty] | N |  | N |  |  |  |  | 318.2256 | -241.7931 | 318.2256 | -268.6403 | 2.0986 | -0.46552 | 2.0986 | -0.79696 |  |  |  | 203049 | -192018
Mass Electric | NE North | North Shore | Fayette 3 | Lynn | 12-3J901 | Lynn | N | OH | 4.16 | 3.2784 | 2.0155 | 805.0833 | 6185.6329 | Estimated | 1.7653 | No | No | [16 empty] | 26 | 26 | [6 empty] | 26 | 26 | [16 empty] | 131.92 | 131.92 | [6 empty] | 131.92 | 131.92 | 7.473% | 0 | 0 | 0 | 0 | 0 | 0 | 0 | 0 | 0 | 0 | 0 | 0 | 0 | 0 | 0 | 0 | 154852.9728 | 154852.9728 | 0 | 0 | 0 | 0 | 0 | 0 | 154852.9728 | 154852.9728 | [8 empty] | 6185.6329 |  | 1.7653 | [9 empty] | N |  | N |  |  |  |  | 0 | 51.1789 | 0 | 50.9328 | 0 | 0.3843 | 0 | 0.38347 |  |  |  | 0 | 18933.3333
Mass Electric | NE North | North Shore | Fayette 3 | Lynn | 12-3J903 | Lynn | N | OH | 4.16 | 2.9542 | 2.314 | 1115.6667 | 7574.2443 | Estimated | 2.1616 | No | No | [16 empty] | 23 | 23 | [6 empty] | 23 | 23 | [16 empty] | 132.24 | 132.24 | [6 empty] | 132.24 | 132.24 | 6.118% | 0 | 0 | 0 | 0 | 0 | 0 | 0 | 0 | 0 | 0 | 0 | 0 | 0 | 0 | 0 | 0 | 155228.6016 | 155228.6016 | 0 | 0 | 0 | 0 | 0 | 0 | 155228.6016 | 155228.6016 | [8 empty] | 7574.2443 |  | 2.1616 | [9 empty] | N |  | N |  |  |  |  | 0.043024 | 72.1445 | 0.043024 | 70.631 | 0.00089633 | 0.6707 | 0.00089633 | 0.66365 |  |  |  | 0 | 77217.6667
Mass Electric | NE North | North Shore | Rockport 40 | Rockport | 12-40J1 | Rockport | N | OH | 4.16 | 2.6516 | 2.9816 | 1023.6667 | 8582.572 | Metered | 1.9503 | No | No | [16 empty] | 7 | 7 | [6 empty] | 7 | 7 | [16 empty] | 36.72 | 36.72 | [6 empty] | 36.72 | 36.72 | 1.883% | 0 | 0 | 0 | 0 | 0 | 0 | 0 | 0 | 0 | 0 | 0 | 0 | 0 | 0 | 0 | 0 | 43103.4048 | 43103.4048 | 0 | 0 | 0 | 0 | 0 | 0 | 43103.4048 | 43103.4048 | [8 empty] | 8582.572 |  | 1.9503 | [9 empty] | N |  | N |  |  |  |  | 44.3992 | 100.7139 | 17.5692 | 110.2257 | 0.72875 | 0.10067 | 0.6887 | 0.12753 |  |  |  | 10285 | 6965.6667
Mass Electric | NE North | North Shore | Rockport 40 | Rockport | 12-40J2 | Rockport | N | OH | 4.16 | 2.2697 | 10.4032 | 875.4167 | 8002.439 | Metered | 2.0079 | No | No | [16 empty] | 51 | 51 | 3 | 3 |  |  |  |  | 54 | 54 | [16 empty] | 319.82 | 319.82 | 28.8 | 28.8 |  |  |  |  | 348.62 | 348.62 | 17.36% | 0 | 0 | 0 | 0 | 0 | 0 | 0 | 0 | 0 | 0 | 0 | 0 | 0 | 0 | 0 | 0 | 375417.5088 | 375417.5088 | 33806.592 | 33806.592 | 0 | 0 | 0 | 0 | 409224.1008 | 409224.1008 | [8 empty] | 8002.439 |  | 2.0079 | [9 empty] | N |  | N |  |  |  |  | 95.029 | 38.1651 | 8.019 | 124.2285 | 0.091385 | 0.85985 | 0.042266 | 0.90669 |  |  |  | 0 | 88939.3333
Mass Electric | NE North | North Shore | Rockport 40 | Rockport | 12-40J3 | Rockport | N | OH | 4.16 | 3.3145 | 0.7142 | 43.0833 | 625.871 | Metered | 0.30262 | No | No | [16 empty] | 3 | 3 | [6 empty] | 3 | 3 | [16 empty] | 19.5 | 19.5 | [6 empty] | 19.5 | 19.5 | 6.444% | 0 | 0 | 0 | 0 | 0 | 0 | 0 | 0 | 0 | 0 | 0 | 0 | 0 | 0 | 0 | 0 | 22889.88 | 22889.88 | 0 | 0 | 0 | 0 | 0 | 0 | 22889.88 | 22889.88 | [8 empty] | 625.871 |  | 0.30262 | [9 empty] | N |  | N |  |  |  |  | 0 | 113.2987 | 0 | 113.2987 | 0 | 0.36544 | 0 | 0.36544 |  |  |  | 0 | 0
Mass Electric | NE North | North Shore | Rockport 40 | Rockport | 12-40J4 | Rockport | N | OH | 4.16 | 2.4858 | 5.8778 | 576.5833 | 3575.224 | Metered | 1.345 | No | No | [16 empty] | 22 | 22 | [6 empty] | 22 | 22 | [16 empty] | 127.24 | 127.24 | [6 empty] | 127.24 | 127.24 | 9.46% | 0 | 0 | 0 | 0 | 0 | 0 | 0 | 0 | 0 | 0 | 0 | 0 | 0 | 0 | 0 | 0 | 149359.4016 | 149359.4016 | 0 | 0 | 0 | 0 | 0 | 0 | 149359.4016 | 149359.4016 | [8 empty] | 3575.224 |  | 1.345 | [9 empty] | N |  | N |  |  |  |  | 487.8219 | -210.7383 | 119.8058 | 30.0553 | 3.0629 | -1.4043 | 2.0569 | -1.0628 |  |  |  | 68322 | 12053.6667
Mass Electric | NE North | North Shore | Rockport 40 | Rockport | 12-40L1 | Rockport | N | Mixed | 13.2 | 10.6999 | 11.6127 | 1268.3333 | 9196.996 | Metered | 2.9036 | Partial | No | [16 empty] | 57 | 57 | 2 | 2 | 1 | 1 |  |  | 60 | 60 | [16 empty] | 338.75 | 338.75 | 8.8 | 8.8 | 1.8 | 1.8 |  |  | 349.35 | 349.35 | 12.03% | 0 | 0 | 0 | 0 | 0 | 0 | 0 | 0 | 0 | 0 | 0 | 0 | 0 | 0 | 0 | 0 | 397638.3 | 397638.3 | 10329.792 | 10329.792 | 5897.232 | 5897.232 | 0 | 0 | 413865.324 | 413865.324 | [8 empty] | 9196.996 |  | 2.9036 | [9 empty] | N |  | N |  |  |  |  | 441.6552 | -325.2185 | 34.994 | 33.8234 | 0.55348 | -0.037004 | 0.36978 | 0.10724 |  |  |  | 0 | 65116
Mass Electric | NE North | North Shore | Railyard 49 | Salem | 12-49W2 | Salem | N | Mixed | 13.8 | 11.7838 | 10.3076 | 2627.8333 | 13040.299 | Metered | 6.1508 | Partial | No | [12 empty] | 4 | 4 |  |  | 44 | 44 | [6 empty] | 48 | 48 | [12 empty] | 78.6 | 78.6 |  |  | 383.4 | 383.4 | [6 empty] | 462 | 462 | 7.511% | 0 | 0 | 0 | 0 | 0 | 0 | 0 | 0 | 0 | 0 | 0 | 0 | 396596.736 | 396596.736 | 0 | 0 | 450050.256 | 450050.256 | 0 | 0 | 0 | 0 | 0 | 0 | 846646.992 | 846646.992 | [8 empty] | 13040.299 |  | 6.1508 | [9 empty] | N |  | N |  |  |  |  | 396.0148 | -275.787 | 58.4896 | 39.7237 | 1.2219 | 0.28553 | 1.0518 | 0.43513 |  |  |  | 0 | 178246.6667
Mass Electric | NE North | North Shore | Railyard 49 | Salem | 12-49W4 | Salem, Swampscott | N | Mixed | 13.8 | 11.7838 | 16.9566 | 2959.75 | 29286.1434 | Estimated | 8.3579 | Partial | No | [16 empty] | 68 | 68 | 1 | 1 |  |  |  |  | 69 | 69 | [16 empty] | 351.925 | 351.925 | 6 | 6 |  |  |  |  | 357.925 | 357.925 | 4.282% | 0 | 0 | 0 | 0 | 0 | 0 | 0 | 0 | 0 | 0 | 0 | 0 | 0 | 0 | 0 | 0 | 413103.642 | 413103.642 | 7043.04 | 7043.04 | 0 | 0 | 0 | 0 | 420146.682 | 420146.682 | [8 empty] | 29286.1434 |  | 8.3579 | [9 empty] | N |  | N |  |  |  |  | 239.5672 | -87.0512 | 225.3825 | -112.375 | 2.0546 | -0.69351 | 2.0421 | -1.0027 |  |  |  | 498312 | -232690.3333
Mass Electric | NE North | North Shore | Railyard 49 | Salem | 12-49W6 | Salem | N | Mixed | 13.8 | 11.7838 | 16.2867 | 2647 | 27588.932 | Metered | 6.3262 | Partial | No | [12 empty] | 1 | 1 |  |  | 77 | 77 | [6 empty] | 78 | 78 | [12 empty] | 1.2 | 1.2 |  |  | 546.4 | 546.4 | [6 empty] | 547.6 | 547.6 | 8.656% | 0 | 0 | 0 | 0 | 0 | 0 | 0 | 0 | 0 | 0 | 0 | 0 | 6054.912 | 6054.912 | 0 | 0 | 641386.176 | 641386.176 | 0 | 0 | 0 | 0 | 0 | 0 | 647441.088 | 647441.088 | [8 empty] | 27588.932 |  | 6.3262 | [9 empty] | N |  | N |  |  |  |  | 800.2168 | -704.2595 | 81.6362 | -27.6151 | 1.6879 | -0.7845 | 1.1719 | -0.31657 |  |  |  | 0 | 20601
Mass Electric | NE North | North Shore | Melrose 4 | Melrose | 12-4C1 | Malden, Melrose | N | OH | 4.16 | 2.3706 | 2.014 | 390.0833 | 5901.911 | Metered | 0.72053 | No | No | [16 empty] | 1 | 1 | [6 empty] | 1 | 1 | [16 empty] | 17.3 | 17.3 | [6 empty] | 17.3 | 17.3 | 2.401% | 0 | 0 | 0 | 0 | 0 | 0 | 0 | 0 | 0 | 0 | 0 | 0 | 0 | 0 | 0 | 0 | 20307.432 | 20307.432 | 0 | 0 | 0 | 0 | 0 | 0 | 20307.432 | 20307.432 | [8 empty] | 5901.911 |  | 0.72053 | [9 empty] | N |  | N |  |  |  |  | 0 | 158.2419 | 0 | 0 | 0 | 0.13333 | 0 | 0 |  |  |  | 0 | 0
Mass Electric | NE North | North Shore | Melrose 4 | Melrose | 12-4C3 | Melrose | N | UG | 4.16 | 2.3057 | 1.1515 | 121.6667 | 1420.477 | Metered | 6.3262 | No | No | [16 empty] | 1 | 1 | [6 empty] | 1 | 1 | [16 empty] | 43.2 | 43.2 | [6 empty] | 43.2 | 43.2 | 0.6829% | 0 | 0 | 0 | 0 | 0 | 0 | 0 | 0 | 0 | 0 | 0 | 0 | 0 | 0 | 0 | 0 | 50709.888 | 50709.888 | 0 | 0 | 0 | 0 | 0 | 0 | 50709.888 | 50709.888 | [8 empty] | 1420.477 |  | 6.3262 | [9 empty] | N |  | N |  |  |  |  | 0 | 19.2823 | 0 | 15.4016 | 0 | 0.33604 | 0 | 0.33333 |  |  |  | 0 | 1956
Mass Electric | NE North | North Shore | Melrose 4 | Melrose | 12-4C4 | Melrose | N | OH | 4.16 | 2.0607 | 1.1718 | 3 | 1439.1064 | Estimated | 0.4107 | No | No | [16 empty] | 2 | 2 | [6 empty] | 2 | 2 | [16 empty] | 9.75 | 9.75 | [6 empty] | 9.75 | 9.75 | 2.374% | 0 | 0 | 0 | 0 | 0 | 0 | 0 | 0 | 0 | 0 | 0 | 0 | 0 | 0 | 0 | 0 | 11444.94 | 11444.94 | 0 | 0 | 0 | 0 | 0 | 0 | 11444.94 | 11444.94 | [8 empty] | 1439.1064 |  | 0.4107 | [9 empty] | N |  | N |  |  |  |  | 295 | -295 | 295 | -295 | 2 | -2 | 2 | -2 |  |  |  | 885 | -885
Mass Electric | NE North | North Shore | Melrose 4 | Melrose | 12-4C5 | Melrose | N | OH | 4.16 | 2.8821 | 1.4636 | 510.75 | 6070.341 | Metered | 1.5612 | No | No | [16 empty] | 16 | 16 | [6 empty] | 16 | 16 | [16 empty] | 71.94 | 71.94 | [6 empty] | 71.94 | 71.94 | 4.608% | 0 | 0 | 0 | 0 | 0 | 0 | 0 | 0 | 0 | 0 | 0 | 0 | 0 | 0 | 0 | 0 | 84446.0496 | 84446.0496 | 0 | 0 | 0 | 0 | 0 | 0 | 84446.0496 | 84446.0496 | [8 empty] | 6070.341 |  | 1.5612 | [9 empty] | N |  | N |  |  |  |  | 8.3837 | 213.4467 | 0 | 13.6104 | 0.0019579 | 0.3403 | 0 | 0.043556 |  |  |  | 0 | 0
Mass Electric | NE North | North Shore | Melrose 4 | Melrose | 12-4C6 | Melrose | N | UG | 4.16 | 1.2609 | 1.2852 | 61.75 | 2474.2531 | Estimated | 0.70612 | No | No | [16 empty] | 1 | 1 | [6 empty] | 1 | 1 | [16 empty] | 10 | 10 | [6 empty] | 10 | 10 | 1.416% | 0 | 0 | 0 | 0 | 0 | 0 | 0 | 0 | 0 | 0 | 0 | 0 | 0 | 0 | 0 | 0 | 11738.4 | 11738.4 | 0 | 0 | 0 | 0 | 0 | 0 | 11738.4 | 11738.4 | [8 empty] | 2474.2531 |  | 0.70612 | [9 empty] | N |  | N |  |  |  |  | 0 | 0 | 0 | 0 | 0 | 0 | 0 | 0 |  |  |  | 0 | 0
Mass Electric | NE North | North Shore | Western 4 | Lynn | 12-4J2 | Lynn | N | OH | 4.16 | 2.8821 | 1.5407 | 351.5833 | 2524.7481 | Estimated | 0.72053 | No | No | [16 empty] | 18 | 18 | [6 empty] | 18 | 18 | [16 empty] | 92.19 | 92.19 | [6 empty] | 92.19 | 92.19 | 12.79% | 0 | 0 | 0 | 0 | 0 | 0 | 0 | 0 | 0 | 0 | 0 | 0 | 0 | 0 | 0 | 0 | 108216.3096 | 108216.3096 | 0 | 0 | 0 | 0 | 0 | 0 | 108216.3096 | 108216.3096 | [8 empty] | 2524.7481 |  | 0.72053 | [9 empty] | N |  | N |  |  |  |  | 23.6302 | -22.172 | 23.6302 | -22.172 | 0.76227 | -0.75462 | 0.76227 | -0.75462 |  |  |  | 0 | 0
Mass Electric | NE North | North Shore | Melrose 4 | Melrose | 12-4J7 | Melrose | N | OH | 4.16 | 2.4426 | 2.5919 | 430.75 | 3467.22 | Metered | 1.1601 | No | No | [16 empty] | 22 | 22 | [6 empty] | 22 | 22 | [16 empty] | 114.08 | 114.08 | [6 empty] | 114.08 | 114.08 | 9.834% | 0 | 0 | 0 | 0 | 0 | 0 | 0 | 0 | 0 | 0 | 0 | 0 | 0 | 0 | 0 | 0 | 133911.6672 | 133911.6672 | 0 | 0 | 0 | 0 | 0 | 0 | 133911.6672 | 133911.6672 | [8 empty] | 3467.22 |  | 1.1601 | [9 empty] | N |  | N |  |  |  |  | 0 | 52.1847 | 0 | 2.7203 | 0 | 0.078161 | 0 | 0.048276 |  |  |  | 0 | 0
Mass Electric | NE North | North Shore | Melrose 4 | Melrose | 12-4J8 | Melrose | N | Mixed | 4.16 | 2.6948 | 3.1133 | 657.8333 | 7324.566 | Metered | 1.7893 | No | No | [16 empty] | 16 | 16 | [6 empty] | 16 | 16 | [16 empty] | 167.76 | 167.76 | [6 empty] | 167.76 | 167.76 | 9.376% | 0 | 0 | 0 | 0 | 0 | 0 | 0 | 0 | 0 | 0 | 0 | 0 | 0 | 0 | 0 | 0 | 196923.3984 | 196923.3984 | 0 | 0 | 0 | 0 | 0 | 0 | 196923.3984 | 196923.3984 | [8 empty] | 7324.566 |  | 1.7893 | [9 empty] | N |  | N |  |  |  |  | 0.1809 | 590.5848 | 0.1809 | 39.6462 | 0.0015201 | 0.96448 | 0.0015201 | 0.50661 |  |  |  | 0 | 16975.3333
Mass Electric | NE North | North Shore | East Beverly 51 | Beverly | 12-51L1 | Beverly | N | OH | 13.2 | 11.0886 | 19.2998 | 1679.25 | 25910.595 | Metered | 6.8665 | Partial | No | [12 empty] | 1 | 1 |  |  | 103 | 103 | [6 empty] | 104 | 104 | [12 empty] | 75 | 75 |  |  | 1174.43 | 1174.43 | [6 empty] | 1249.43 | 1249.43 | 18.2% | 0 | 0 | 0 | 0 | 0 | 0 | 0 | 0 | 0 | 0 | 0 | 0 | 378432 | 378432 | 0 | 0 | 1378592.9112 | 1378592.9112 | 0 | 0 | 0 | 0 | 0 | 0 | 1757024.9112 | 1757024.9112 | [8 empty] | 25910.595 |  | 6.8665 | [9 empty] | N |  | N |  |  |  |  | 1386.1248 | -1069.7046 | 53.7395 | 57.4188 | 1.5203 | -0.57803 | 0.49784 | 0.34698 |  |  |  | 9636 | 105570
Mass Electric | NE North | North Shore | East Beverly 51 | Beverly | 12-51L2 | Beverly | N | Mixed | 13.2 | 12.1174 | 17.5297 | 2303.75 | 29897.268 | Metered | 7.3009 | Partial | No | [16 empty] | 102 | 102 | 1 | 1 |  |  |  |  | 103 | 103 | [16 empty] | 530.61 | 530.61 | 7.68 | 7.68 |  |  |  |  | 538.29 | 538.29 | 7.373% | 0 | 0 | 0 | 0 | 0 | 0 | 0 | 0 | 0 | 0 | 0 | 0 | 0 | 0 | 0 | 0 | 622851.2424 | 622851.2424 | 9015.0912 | 9015.0912 | 0 | 0 | 0 | 0 | 631866.3336 | 631866.3336 | [8 empty] | 29897.268 |  | 7.3009 | [9 empty] | N |  | N |  |  |  |  | 1293.636 | -1020.0195 | 56.6294 | -30.389 | 0.88985 | 0.014046 | 0.35507 | 0.043748 |  |  |  | 0 | 0
Mass Electric | NE North | North Shore | East Beverly 51 | Beverly | 12-51L3 | Beverly, Hamilton, Wenham | N | Mixed | 13.2 | 10.9057 | 42.3475 | 1960 | 36260.638 | Metered | 8.7108 | Partial | No | [12 empty] | 1 | 1 |  |  | 102 | 102 | [6 empty] | 103 | 103 | [12 empty] | 60 | 60 |  |  | 1017.115 | 1017.115 | [6 empty] | 1077.115 | 1077.115 | 12.37% | 0 | 0 | 0 | 0 | 0 | 0 | 0 | 0 | 0 | 0 | 0 | 0 | 302745.6 | 302745.6 | 0 | 0 | 1193930.2716 | 1193930.2716 | 0 | 0 | 0 | 0 | 0 | 0 | 1496675.8716 | 1496675.8716 | [8 empty] | 36260.638 |  | 8.7108 | [9 empty] | N |  | N |  |  |  |  | 2638.6577 | -1772.4284 | 279.5204 | -110.3837 | 1.6255 | 1.6374 | 0.61939 | 1.5636 |  |  |  | 466377 | -338687.6667
Mass Electric | NE North | North Shore | East Beverly 51 | Beverly | 12-51T1 | Beverly, Essex, Gloucester, Hamilton, Manchester, Wenham | N | Mixed | 34.5 | 28.9815 | 115.9456 | 7044.4167 | 83823.4579 | Estimated | 23.9222 | Partial | No | [16 empty] | 553 | 553 | 12 | 12 | 3 | 3 | 1 | 1 | 569 | 569 | [16 empty] | 5489.867 | 5489.867 | 110.2 | 110.2 | 66 | 66 | 0 | 0 | 5666.067 | 5666.067 | 23.69% | 0 | 0 | 0 | 0 | 0 | 0 | 0 | 0 | 0 | 0 | 0 | 0 | 0 | 0 | 0 | 0 | 6444225.4793 | 6444225.4793 | 129357.168 | 129357.168 | 216231.84 | 216231.84 | 0 | 0 | 6789814.4873 | 6789814.4873 | [8 empty] | 83823.4579 |  | 23.9222 | [9 empty] | N |  | N |  |  |  |  | 2365.2159 | -1964.8405 | 198.5276 | -6.2948 | 3.9505 | -1.0242 | 2.1367 | 0.41869 |  |  |  | 871515 | -149880
Mass Electric | NE North | North Shore | East Beverly 51 | Beverly | 12-51T2 | Beverly, Essex, Gloucester, Hamilton, Ipswich, Wenham | N | Mixed | 34.5 | 28.9815 | 110.0025 | 4522 | 48786.5088 | Estimated | 13.9231 | Partial | No | [24 empty] | 0 | 0 | [24 empty] | 0 | 0 | 0% | 0 | 0 | 0 | 0 | 0 | 0 | 0 | 0 | 0 | 0 | 0 | 0 | 0 | 0 | 0 | 0 | 0 | #VALUE! | 0 | 0 | 0 | 0 | 0 | 0 | 0 | #VALUE! | [8 empty] | 48786.5088 |  | 13.9231 | [9 empty] | N |  | N |  |  |  |  | 1371.7492 | 44.1825 | 126.7866 | 202.8105 | 2.0155 | 2.8856 | 1.0172 | 2.5262 |  |  |  | 280341 | 770840.3333
Mass Electric | NE North | North Shore | East Beverly 51 | Beverly | 12-51T3 | Beverly, Gloucester, Manchester, Rockport | N | Mixed | 34.5 | 32.5669 | 37.8284 | 2415.25 | 59465.1009 | Estimated | 16.9706 | Partial | No | [16 empty] | 98 | 98 | 1 | 1 |  |  |  |  | 99 | 99 | [16 empty] | 1024.59 | 1024.59 | 7.6 | 7.6 |  |  |  |  | 1032.19 | 1032.19 | 6.082% | 0 | 0 | 0 | 0 | 0 | 0 | 0 | 0 | 0 | 0 | 0 | 0 | 0 | 0 | 0 | 0 | 1202704.7256 | 1202704.7256 | 8921.184 | 8921.184 | 0 | 0 | 0 | 0 | 1211625.9096 | 1211625.9096 | [8 empty] | 59465.1009 |  | 16.9706 | [9 empty] | N |  | N |  |  |  |  | 618.8829 | -283.6823 | 28.4836 | 155.176 | 0.65418 | 0.32855 | 0.41362 | 0.41456 |  |  |  | 0 | 42712.3333
Mass Electric | NE North | North Shore | Riverdale 52 | Gloucester | 12-52J1 | Gloucester | N | OH | 4.16 | 2.2697 | 0.40265 | 2 | 2777.2229 | Estimated | 0.79259 | No | No | [24 empty] | 0 | 0 | [24 empty] | 0 | 0 | 0% | 0 | 0 | 0 | 0 | 0 | 0 | 0 | 0 | 0 | 0 | 0 | 0 | 0 | 0 | 0 | 0 | 0 | #VALUE! | 0 | 0 | 0 | 0 | 0 | 0 | 0 | #VALUE! | [8 empty] | 2777.2229 |  | 0.79259 | [9 empty] | N |  | N |  |  |  |  | 0 | 24 | 0 | 24 | 0 | 0.33333 | 0 | 0.33333 |  |  |  | 0 | 48
Mass Electric | NE North | North Shore | Riverdale 52 | Gloucester | 12-52J2 | Gloucester | N | OH | 4.16 | 3.0623 | 5.8254 | 813.25 | 6395.9444 | Estimated | 1.8253 | No | No | [16 empty] | 45 | 45 | [6 empty] | 45 | 45 | [16 empty] | 250.056 | 250.056 | [6 empty] | 250.056 | 250.056 | 13.7% | 0 | 0 | 0 | 0 | 0 | 0 | 0 | 0 | 0 | 0 | 0 | 0 | 0 | 0 | 0 | 0 | 293525.735 | 293525.735 | 0 | 0 | 0 | 0 | 0 | 0 | 293525.735 | 293525.735 | [8 empty] | 6395.9444 |  | 1.8253 | [9 empty] | N |  | N |  |  |  |  | 270.2133 | -123.7731 | 76.2299 | 30.7825 | 0.23855 | 0.34204 | 0.14756 | 0.38328 |  |  |  | 0 | 72179
Mass Electric | NE North | North Shore | Riverdale 52 | Gloucester | 12-52L1 | Gloucester, Rockport | N | OH | 13.2 | 7.5905 | 30.2089 | 2621.25 | 19935.569 | Metered | 5.67 | Partial | No | [16 empty] | 164 | 164 | 1 | 1 |  |  |  |  | 165 | 165 | [16 empty] | 980.89 | 980.89 | 0 | 0 |  |  |  |  | 980.89 | 980.89 | 17.3% | 0 | 0 | 0 | 0 | 0 | 0 | 0 | 0 | 0 | 0 | 0 | 0 | 0 | 0 | 0 | 0 | 1151407.9176 | 1151407.9176 | 0 | 0 | 0 | 0 | 0 | 0 | 1151407.9176 | 1151407.9176 | [8 empty] | 19935.569 |  | 5.67 | [9 empty] | N |  | N |  |  |  |  | 741.2082 | -352.964 | 372.8626 | -54.2557 | 1.608 | 1.0889 | 1.415 | 1.238 |  |  |  | 929170 | -253401.6667
Mass Electric | NE North | North Shore | Malden 5 | Malden | 12-5C1 | Malden, Medford | N | Mixed | 4.16 | 3.3 | 2.8199 | 207.6667 | 2861.297 | Estimated | 0.81658 | No | No | [16 empty] | 9 | 9 | [6 empty] | 9 | 9 | [16 empty] | 54.7 | 54.7 | [6 empty] | 54.7 | 54.7 | 6.699% | 0 | 0 | 0 | 0 | 0 | 0 | 0 | 0 | 0 | 0 | 0 | 0 | 0 | 0 | 0 | 0 | 64209.048 | 64209.048 | 0 | 0 | 0 | 0 | 0 | 0 | 64209.048 | 64209.048 | [8 empty] | 2861.297 |  | 0.81658 | [9 empty] | N |  | N |  |  |  |  | 0 | 96.7232 | 0 | 96.7232 | 0 | 0.70912 | 0 | 0.70912 |  |  |  | 0 | 0
Mass Electric | NE North | North Shore | Malden 5 | Malden | 12-5C2 | Malden | N | Mixed | 4.16 | 2.6948 | 1.8515 | 677.3333 | 2221.7783 | Estimated | 0.63407 | No | No | [16 empty] | 3 | 3 | [6 empty] | 3 | 3 | [16 empty] | 28 | 28 | [6 empty] | 28 | 28 | 4.416% | 0 | 0 | 0 | 0 | 0 | 0 | 0 | 0 | 0 | 0 | 0 | 0 | 0 | 0 | 0 | 0 | 32867.52 | 32867.52 | 0 | 0 | 0 | 0 | 0 | 0 | 32867.52 | 32867.52 | [8 empty] | 2221.7783 |  | 0.63407 | [9 empty] | N |  | N |  |  |  |  | 24.1417 | 250.7008 | 24.1417 | 179.2406 | 0.082677 | 1.6633 | 0.082677 | 1.3424 |  |  |  | 0 | 51915.3333
Mass Electric | NE North | North Shore | Malden 5 | Malden | 12-5C3 | Malden | N | Mixed | 4.16 | 3.1487 | 3.8011 | 1110.1667 | 6261.3753 | Estimated | 1.7869 | No | No | [16 empty] | 17 | 17 | [6 empty] | 17 | 17 | [16 empty] | 91.69 | 91.69 | [6 empty] | 91.69 | 91.69 | 5.131% | 0 | 0 | 0 | 0 | 0 | 0 | 0 | 0 | 0 | 0 | 0 | 0 | 0 | 0 | 0 | 0 | 107629.3896 | 107629.3896 | 0 | 0 | 0 | 0 | 0 | 0 | 107629.3896 | 107629.3896 | [8 empty] | 6261.3753 |  | 1.7869 | [9 empty] | N |  | N |  |  |  |  | 8.9104 | 74.6353 | 8.9104 | 74.3099 | 0.069359 | 0.61139 | 0.069359 | 0.61109 |  |  |  | 0 | 0
Mass Electric | NE North | North Shore | Malden 5 | Malden | 12-5C5 | Malden | N | UG | 4.16 | 3.2712 | 1.69 | 186.9167 | 3029.6977 | Estimated | 0.86464 | No | No | [24 empty] | 0 | 0 | [24 empty] | 0 | 0 | 0% | 0 | 0 | 0 | 0 | 0 | 0 | 0 | 0 | 0 | 0 | 0 | 0 | 0 | 0 | 0 | 0 | 0 | #VALUE! | 0 | 0 | 0 | 0 | 0 | 0 | 0 | #VALUE! | [8 empty] | 3029.6977 |  | 0.86464 | [9 empty] | N |  | N |  |  |  |  | 135.4507 | 102.2794 | 135.4507 | 102.2794 | 1.0058 | -0.16891 | 1.0058 | -0.16891 |  |  |  | 25318 | -25318
Mass Electric | NE North | North Shore | Malden 5 | Malden | 12-5C6 | Malden | N | UG | 4.16 | 2.7164 | 0.62822 | 48.9167 | 3029.6977 | Estimated | 0.86464 | No | No | [24 empty] | 0 | 0 | [24 empty] | 0 | 0 | 0% | 0 | 0 | 0 | 0 | 0 | 0 | 0 | 0 | 0 | 0 | 0 | 0 | 0 | 0 | 0 | 0 | 0 | #VALUE! | 0 | 0 | 0 | 0 | 0 | 0 | 0 | #VALUE! | [8 empty] | 3029.6977 |  | 0.86464 | [9 empty] | N |  | N |  |  |  |  | 0 | 125.4902 | 0 | 125.4902 | 0 | 1.3072 | 0 | 1.3072 |  |  |  | 0 | 1833.3333
Mass Electric | NE North | North Shore | Malden 5 | Malden | 12-5C7 | Malden | N | UG | 4.16 | 2.104 | 0.63693 | 55.25 | 3029.6977 | Estimated | 0.86464 | No | No | [16 empty] | 1 | 1 | [6 empty] | 1 | 1 | [16 empty] | 50 | 50 | [6 empty] | 50 | 50 | 5.783% | 0 | 0 | 0 | 0 | 0 | 0 | 0 | 0 | 0 | 0 | 0 | 0 | 0 | 0 | 0 | 0 | 58692 | 58692 | 0 | 0 | 0 | 0 | 0 | 0 | 58692 | 58692 | [8 empty] | 3029.6977 |  | 0.86464 | [9 empty] | N |  | N |  |  |  |  | 0 | 104.224 | 0 | 93.4137 | 0 | 1.3045 | 0 | 0.97691 |  |  |  | 0 | 247
Mass Electric | NE North | North Shore | Malden 5 | Malden | 12-5C8 | Malden | N | UG | 4.16 | 2.2697 | 0.57008 | 78.0833 | 3029.6977 | Estimated | 0.86464 | No | No | [24 empty] | 0 | 0 | [24 empty] | 0 | 0 | 0% | 0 | 0 | 0 | 0 | 0 | 0 | 0 | 0 | 0 | 0 | 0 | 0 | 0 | 0 | 0 | 0 | 0 | #VALUE! | 0 | 0 | 0 | 0 | 0 | 0 | 0 | #VALUE! | [8 empty] | 3029.6977 |  | 0.86464 | [9 empty] | N |  | N |  |  |  |  | 0 | 257.2385 | 0 | 257.2385 | 0 | 1.0563 | 0 | 1.0563 |  |  |  | 0 | 0
Mass Electric | NE North | North Shore | Malden 5 | Malden | 12-5J10 | Malden | N | Mixed | 4.16 | 2.6083 | 2.5456 | 483.25 | 3888.1121 | Estimated | 1.1096 | No | No | [16 empty] | 1 | 1 | [6 empty] | 1 | 1 | [16 empty] | 3.8 | 3.8 | [6 empty] | 3.8 | 3.8 | 0.3425% | 0 | 0 | 0 | 0 | 0 | 0 | 0 | 0 | 0 | 0 | 0 | 0 | 0 | 0 | 0 | 0 | 4460.592 | 4460.592 | 0 | 0 | 0 | 0 | 0 | 0 | 4460.592 | 4460.592 | [8 empty] | 3888.1121 |  | 1.1096 | [9 empty] | N |  | N |  |  |  |  | 1.1174 | 202.2292 | 1.1174 | 202.2292 | 0.0041386 | 0.89378 | 0.0041386 | 0.89378 |  |  |  | 0 | 26730
Mass Electric | NE North | North Shore | Malden 5 | Malden | 12-5J11 | Malden, Medford | N | OH | 4.16 | 2.7668 | 2.3841 | 160.25 | 2676.233 | Estimated | 0.76377 | No | No | [16 empty] | 2 | 2 | [6 empty] | 2 | 2 | [16 empty] | 7.6 | 7.6 | [6 empty] | 7.6 | 7.6 | 0.9951% | 0 | 0 | 0 | 0 | 0 | 0 | 0 | 0 | 0 | 0 | 0 | 0 | 0 | 0 | 0 | 0 | 8921.184 | 8921.184 | 0 | 0 | 0 | 0 | 0 | 0 | 8921.184 | 8921.184 | [8 empty] | 2676.233 |  | 0.76377 | [9 empty] | N |  | N |  |  |  |  | 0 | 165.7243 | 0 | 140.5133 | 0 | 1.6306 | 0 | 1.3133 |  |  |  | 0 | 8353.3333
Mass Electric | NE North | North Shore | Malden 5 | Malden | 12-5J9 | Malden | N | UG | 4.16 | 3.2568 | 0.92519 | 1 | 2322.7683 | Estimated | 0.66289 | No | No | [24 empty] | 0 | 0 | [24 empty] | 0 | 0 | 0% | 0 | 0 | 0 | 0 | 0 | 0 | 0 | 0 | 0 | 0 | 0 | 0 | 0 | 0 | 0 | 0 | 0 | #VALUE! | 0 | 0 | 0 | 0 | 0 | 0 | 0 | #VALUE! | [8 empty] | 2322.7683 |  | 0.66289 | [9 empty] | N |  | N |  |  |  |  | 0 | 91.3333 | 0 | 91.3333 | 0 | 0.66667 | 0 | 0.66667 |  |  |  | 0 | 0
Mass Electric | NE North | North Shore | Codding Ave 64 | Medford | 12-64J1 | Medford | N | OH | 4.16 | 3.228 | 2.5833 | 1071.9167 | 2171.861 | Metered | 1.9238 | Partial | No | [16 empty] | 14 | 14 | [6 empty] | 14 | 14 | [16 empty] | 66.96 | 66.96 | [6 empty] | 66.96 | 66.96 | 3.481% | 0 | 0 | 0 | 0 | 0 | 0 | 0 | 0 | 0 | 0 | 0 | 0 | 0 | 0 | 0 | 0 | 78600.3264 | 78600.3264 | 0 | 0 | 0 | 0 | 0 | 0 | 78600.3264 | 78600.3264 | [8 empty] | 2171.861 |  | 1.9238 | [9 empty] | N |  | N |  |  |  |  | 0 | 118.0126 | 0 | 118.0126 | 0 | 1.0536 | 0 | 1.0536 |  |  |  | 0 | 0
Mass Electric | NE North | North Shore | Codding Ave 64 | Medford | 12-64J2 | Medford | N | OH | 4.16 | 3.2208 | 2.1053 | 644.0833 | 3470.046 | Metered | 1.8541 | Partial | No | [16 empty] | 5 | 5 | [6 empty] | 5 | 5 | [16 empty] | 262.35 | 262.35 | [6 empty] | 262.35 | 262.35 | 14.15% | 0 | 0 | 0 | 0 | 0 | 0 | 0 | 0 | 0 | 0 | 0 | 0 | 0 | 0 | 0 | 0 | 307956.924 | 307956.924 | 0 | 0 | 0 | 0 | 0 | 0 | 307956.924 | 307956.924 | [8 empty] | 3470.046 |  | 1.8541 | [9 empty] | N |  | N |  |  |  |  | 0.11334 | 121.4943 | 0.11334 | 111.2925 | 0.0015526 | 1.0845 | 0.0015526 | 1.0799 |  |  |  | 0 | 0
Mass Electric | NE North | North Shore | Codding Ave 64 | Medford | 12-64J3 | Medford | N | OH | 4.16 | 3.2856 | 2.1062 | 637.8333 | 3204.442 | Metered | 1.369 | Partial | No | [16 empty] | 12 | 12 | [6 empty] | 12 | 12 | [16 empty] | 63.87 | 63.87 | [6 empty] | 63.87 | 63.87 | 4.665% | 0 | 0 | 0 | 0 | 0 | 0 | 0 | 0 | 0 | 0 | 0 | 0 | 0 | 0 | 0 | 0 | 74973.1608 | 74973.1608 | 0 | 0 | 0 | 0 | 0 | 0 | 74973.1608 | 74973.1608 | [8 empty] | 3204.442 |  | 1.369 | [9 empty] | N |  | N |  |  |  |  | 2.2765 | 128.9403 | 0 | 119.3332 | 0.0015678 | 1.1389 | 0 | 1.0574 |  |  |  | 0 | 0
Mass Electric | NE North | North Shore | Codding Ave 64 | Medford | 12-64J4 | Medford | N | OH | 4.16 | 3.3505 | 4.0606 | 1250.0833 | 5016.72 | Metered | 2.983 | Partial | No | [12 empty] | 1 | 1 |  |  | 14 | 14 | [6 empty] | 15 | 15 | [12 empty] | 4000 | 4000 |  |  | 199.07 | 199.07 | [6 empty] | 4199.07 | 4199.07 | 140.8% | 0 | 0 | 0 | 0 | 0 | 0 | 0 | 0 | 0 | 0 | 0 | 0 | 20183040 | 20183040 | 0 | 0 | 233676.3288 | 233676.3288 | 0 | 0 | 0 | 0 | 0 | 0 | 20416716.3288 | 20416716.3288 | [8 empty] | 5016.72 |  | 2.983 | [9 empty] | N |  | N |  |  |  |  | 43.9531 | 153.0233 | 0.16319 | 109.4521 | 0.057596 | 0.98288 | 0.00079995 | 0.98284 |  |  |  | 0 | 0
Mass Electric | NE North | North Shore | Codding Ave 64 | Medford | 12-64J5 | Medford | N | OH | 4.16 | 3.3865 | 4.8871 | 940.8333 | 6034.25 | Metered | 2.9326 | Partial | No | [16 empty] | 16 | 16 | [6 empty] | 16 | 16 | [16 empty] | 78.47 | 78.47 | [6 empty] | 78.47 | 78.47 | 2.676% | 0 | 0 | 0 | 0 | 0 | 0 | 0 | 0 | 0 | 0 | 0 | 0 | 0 | 0 | 0 | 0 | 92111.2248 | 92111.2248 | 0 | 0 | 0 | 0 | 0 | 0 | 92111.2248 | 92111.2248 | [8 empty] | 6034.25 |  | 2.9326 | [9 empty] | N |  | N |  |  |  |  | 1.081 | 122.4899 | 0.19132 | 115.1765 | 0.013818 | 1.7051 | 0.012755 | 1.6694 |  |  |  | 0 | 25564.6667
Mass Electric | NE North | North Shore | Pine Banks 67 | Melrose | 12-67J1 | Malden, Medford, Melrose | N | OH | 4.16 | 3.0623 | 5.4311 | 1039.5833 | 7490.1702 | Estimated | 2.1376 | No | No | [16 empty] | 25 | 25 | [6 empty] | 25 | 25 | [16 empty] | 157.13 | 157.13 | [6 empty] | 157.13 | 157.13 | 7.351% | 0 | 0 | 0 | 0 | 0 | 0 | 0 | 0 | 0 | 0 | 0 | 0 | 0 | 0 | 0 | 0 | 184445.4792 | 184445.4792 | 0 | 0 | 0 | 0 | 0 | 0 | 184445.4792 | 184445.4792 | [8 empty] | 7490.1702 |  | 2.1376 | [9 empty] | N |  | N |  |  |  |  | 875.4815 | -852.3982 | 6.6267 | -5.8891 | 1.0273 | -0.99648 | 0.039439 | -0.028749 |  |  |  | 0 | 0
Mass Electric | NE North | North Shore | Pine Banks 67 | Melrose | 12-67J2 | Malden, Melrose | N | OH | 4.16 | 3.3865 | 3.0475 | 821 | 5975.3213 | Estimated | 1.7053 | No | No | [16 empty] | 27 | 27 | [6 empty] | 27 | 27 | [16 empty] | 171.75 | 171.75 | [6 empty] | 171.75 | 171.75 | 10.07% | 0 | 0 | 0 | 0 | 0 | 0 | 0 | 0 | 0 | 0 | 0 | 0 | 0 | 0 | 0 | 0 | 201607.02 | 201607.02 | 0 | 0 | 0 | 0 | 0 | 0 | 201607.02 | 201607.02 | [8 empty] | 5975.3213 |  | 1.7053 | [9 empty] | N |  | N |  |  |  |  | 100.7795 | -37.9228 | 100.7795 | -80.7333 | 0.98904 | -0.75111 | 0.98904 | -0.8444 |  |  |  | 82740 | -82740
Mass Electric | NE North | North Shore | Pine Banks 67 | Melrose | 12-67J3 | Melrose | N | OH | 4.16 | 3.3865 | 1.4322 | 569.5833 | 3534.6474 | Estimated | 1.0087 | No | No | [16 empty] | 6 | 6 | [6 empty] | 6 | 6 | [16 empty] | 31.8 | 31.8 | [6 empty] | 31.8 | 31.8 | 3.152% | 0 | 0 | 0 | 0 | 0 | 0 | 0 | 0 | 0 | 0 | 0 | 0 | 0 | 0 | 0 | 0 | 37328.112 | 37328.112 | 0 | 0 | 0 | 0 | 0 | 0 | 37328.112 | 37328.112 | [8 empty] | 3534.6474 |  | 1.0087 | [9 empty] | N |  | N |  |  |  |  | 54.4433 | -31.2268 | 54.4433 | -31.9127 | 1.1096 | -0.93273 | 1.1096 | -0.93332 |  |  |  | 22880 | -14971.6667
Mass Electric | NE North | North Shore | Pine Banks 67 | Melrose | 12-67J4 | Malden, Medford, Melrose | N | OH | 4.16 | 2.9974 | 5.3098 | 1866.25 | 10940.491 | Estimated | 3.1223 | No | No | [16 empty] | 23 | 23 | [6 empty] | 23 | 23 | [16 empty] | 131.95 | 131.95 | [6 empty] | 131.95 | 131.95 | 4.226% | 0 | 0 | 0 | 0 | 0 | 0 | 0 | 0 | 0 | 0 | 0 | 0 | 0 | 0 | 0 | 0 | 154888.188 | 154888.188 | 0 | 0 | 0 | 0 | 0 | 0 | 154888.188 | 154888.188 | [8 empty] | 10940.491 |  | 3.1223 | [9 empty] | N |  | N |  |  |  |  | 184.5476 | -142.6227 | 0 | 25.2439 | 0.086805 | -0.019663 | 0 | 0.045072 |  |  |  | 0 | 0
Mass Electric | NE North | North Shore | Bridge 6 | Lynn | 12-6J1 | Lynn | N | OH | 4.16 | 1.7293 | 0.83883 | 171.1667 | 3029.6977 | Estimated | 0.86464 | No | No | [16 empty] | 4 | 4 | [6 empty] | 4 | 4 | [16 empty] | 19.48 | 19.48 | [6 empty] | 19.48 | 19.48 | 2.253% | 0 | 0 | 0 | 0 | 0 | 0 | 0 | 0 | 0 | 0 | 0 | 0 | 0 | 0 | 0 | 0 | 22866.4032 | 22866.4032 | 0 | 0 | 0 | 0 | 0 | 0 | 22866.4032 | 22866.4032 | [8 empty] | 3029.6977 |  | 0.86464 | [9 empty] | N |  | N |  |  |  |  | 86.8978 | 429.4702 | 86.8978 | 429.4702 | 1.0399 | -0.21345 | 1.0399 | -0.21345 |  |  |  | 7874 | -7874
Mass Electric | NE North | North Shore | Bridge 6 | Lynn | 12-6J2 | Lynn | N | OH | 4.16 | 2.5219 | 1.65 | 660.25 | 4544.5466 | Estimated | 1.297 | No | No | [16 empty] | 16 | 16 | [6 empty] | 16 | 16 | [16 empty] | 79.6 | 79.6 | [6 empty] | 79.6 | 79.6 | 6.137% | 0 | 0 | 0 | 0 | 0 | 0 | 0 | 0 | 0 | 0 | 0 | 0 | 0 | 0 | 0 | 0 | 93437.664 | 93437.664 | 0 | 0 | 0 | 0 | 0 | 0 | 93437.664 | 93437.664 | [8 empty] | 4544.5466 |  | 1.297 | [9 empty] | N |  | N |  |  |  |  | 56.2287 | 296.6892 | 56.2287 | 281.6656 | 1.086 | -0.18918 | 1.086 | -0.23482 |  |  |  | 26855 | -26531
Mass Electric | NE North | North Shore | Balch Street 72 | Beverly | 12-72L1 | Beverly | N | Mixed | 13.2 | 10.9743 | 7.2752 | 623.25 | 22404.7118 | Estimated | 6.394 | Partial | No | [12 empty] | 1 | 1 |  |  | 59 | 59 | [6 empty] | 60 | 60 | [12 empty] | 365 | 365 |  |  | 497.37 | 497.37 | [6 empty] | 862.37 | 862.37 | 13.49% | 0 | 0 | 0 | 0 | 0 | 0 | 0 | 0 | 0 | 0 | 0 | 0 | 1841702.4 | 1841702.4 | 0 | 0 | 583832.8008 | 583832.8008 | 0 | 0 | 0 | 0 | 0 | 0 | 2425535.2008 | 2425535.2008 | [8 empty] | 22404.7118 |  | 6.394 | [9 empty] | N |  | N |  |  |  |  | 18.8977 | 73.9712 | 7.1143 | 83.9338 | 1.0381 | -0.28365 | 1.0349 | -0.28153 |  |  |  | 1242 | -1242
Mass Electric | NE North | North Shore | Nahant 79 | Nahant | 12-79J1 | Nahant | N | OH | 4.16 | 3.3865 | 3.1587 | 577.3333 | 4510.9674 | Estimated | 1.2874 | No | No | [16 empty] | 16 | 16 | [6 empty] | 16 | 16 | [16 empty] | 72.83 | 72.83 | [6 empty] | 72.83 | 72.83 | 5.657% | 0 | 0 | 0 | 0 | 0 | 0 | 0 | 0 | 0 | 0 | 0 | 0 | 0 | 0 | 0 | 0 | 85490.7672 | 85490.7672 | 0 | 0 | 0 | 0 | 0 | 0 | 85490.7672 | 85490.7672 | [8 empty] | 4510.9674 |  | 1.2874 | [9 empty] | N |  | N |  |  |  |  | 345.3516 | -320.9188 | 312.3204 | -290.5405 | 1.0652 | -0.68283 | 1.0548 | -1.004 |  |  |  | 169904 | -169904
Mass Electric | NE North | North Shore | Nahant 79 | Nahant | 12-79J2 | Nahant | N | Mixed | 4.16 | 3.0623 | 7.5472 | 868 | 7540.6652 | Estimated | 2.152 | No | No | [16 empty] | 43 | 43 | [6 empty] | 43 | 43 | [16 empty] | 237.205 | 237.205 | [6 empty] | 237.205 | 237.205 | 11.02% | 0 | 0 | 0 | 0 | 0 | 0 | 0 | 0 | 0 | 0 | 0 | 0 | 0 | 0 | 0 | 0 | 278440.7172 | 278440.7172 | 0 | 0 | 0 | 0 | 0 | 0 | 278440.7172 | 278440.7172 | [8 empty] | 7540.6652 |  | 2.152 | [9 empty] | N |  | N |  |  |  |  | 84.6774 | 54.1969 | 70.9263 | -13.767 | 0.13134 | 0.36242 | 0.12558 | 0.28104 |  |  |  | 49068 | -41502
Mass Electric | NE North | North Shore | Revere 7 | Revere | 12-7J1 | Revere | N | Mixed | 4.16 | 2.9326 | 2.4875 | 299.0833 | 5554.4458 | Estimated | 1.5852 | No | No | [16 empty] | 16 | 16 | [6 empty] | 16 | 16 | [16 empty] | 97.69 | 97.69 | [6 empty] | 97.69 | 97.69 | 6.163% | 0 | 0 | 0 | 0 | 0 | 0 | 0 | 0 | 0 | 0 | 0 | 0 | 0 | 0 | 0 | 0 | 114672.4296 | 114672.4296 | 0 | 0 | 0 | 0 | 0 | 0 | 114672.4296 | 114672.4296 | [8 empty] | 5554.4458 |  | 1.5852 | [9 empty] | N |  | N |  |  |  |  | 237.9203 | -215.6966 | 237.9203 | -218.7212 | 2.9958 | -2.3258 | 2.9958 | -2.3269 |  |  |  | 70924 | -70228.6667
Mass Electric | NE North | North Shore | Revere 7 | Revere | 12-7J2 | Revere | N | OH | 4.16 | 2.7957 | 3.1337 | 782 | 7321.7695 | Estimated | 2.0895 | No | No | [16 empty] | 49 | 49 | [6 empty] | 49 | 49 | [16 empty] | 258.21 | 258.21 | [6 empty] | 258.21 | 258.21 | 12.36% | 0 | 0 | 0 | 0 | 0 | 0 | 0 | 0 | 0 | 0 | 0 | 0 | 0 | 0 | 0 | 0 | 303097.2264 | 303097.2264 | 0 | 0 | 0 | 0 | 0 | 0 | 303097.2264 | 303097.2264 | [8 empty] | 7321.7695 |  | 2.0895 | [9 empty] | N |  | N |  |  |  |  | 24.509 | 578.5406 | 24.509 | 62.3752 | 0.54348 | 1.1544 | 0.54348 | 0.81148 |  |  |  | 1945 | 17255
Mass Electric | NE North | North Shore | Revere 7 | Revere | 12-7J3 | Revere | N | Mixed | 4.16 | 3.3505 | 3.668 | 731.5833 | 6926.1415 | Estimated | 1.9766 | No | No | [16 empty] | 17 | 17 | [6 empty] | 17 | 17 | [16 empty] | 103.77 | 103.77 | [6 empty] | 103.77 | 103.77 | 5.25% | 0 | 0 | 0 | 0 | 0 | 0 | 0 | 0 | 0 | 0 | 0 | 0 | 0 | 0 | 0 | 0 | 121809.3768 | 121809.3768 | 0 | 0 | 0 | 0 | 0 | 0 | 121809.3768 | 121809.3768 | [8 empty] | 6926.1415 |  | 1.9766 | [9 empty] | N |  | N |  |  |  |  | 110.578 | -84.8503 | 1.3013 | 24.4264 | 0.038273 | 0.70119 | 0.010935 | 0.72853 |  |  |  | 0 | 0
Mass Electric | NE North | North Shore | Revere 7 | Revere | 12-7J4 | Revere | N | Mixed | 4.16 | 2.493 | 1.8801 | 170 | 4544.5466 | Estimated | 1.297 | No | No | [16 empty] | 7 | 7 | [6 empty] | 7 | 7 | [16 empty] | 33.02 | 33.02 | [6 empty] | 33.02 | 33.02 | 2.546% | 0 | 0 | 0 | 0 | 0 | 0 | 0 | 0 | 0 | 0 | 0 | 0 | 0 | 0 | 0 | 0 | 38760.1968 | 38760.1968 | 0 | 0 | 0 | 0 | 0 | 0 | 38760.1968 | 38760.1968 | [8 empty] | 4544.5466 |  | 1.297 | [9 empty] | N |  | N |  |  |  |  | 0 | 39.996 | 0 | 15.8953 | 0 | 0.98858 | 0 | 0.65718 |  |  |  | 0 | 0
Mass Electric | NE North | North Shore | Revere 7 | Revere | 12-7J6 | Revere | N | Mixed | 4.16 | 2.4282 | 2.7089 | 962.6667 | 5806.9206 | Estimated | 1.6572 | No | No | [16 empty] | 16 | 16 | [6 empty] | 16 | 16 | [16 empty] | 108.21 | 108.21 | [6 empty] | 108.21 | 108.21 | 6.53% | 0 | 0 | 0 | 0 | 0 | 0 | 0 | 0 | 0 | 0 | 0 | 0 | 0 | 0 | 0 | 0 | 127021.2264 | 127021.2264 | 0 | 0 | 0 | 0 | 0 | 0 | 127021.2264 | 127021.2264 | [8 empty] | 5806.9206 |  | 1.6572 | [9 empty] | N |  | N |  |  |  |  | 2.8141 | 87.0447 | 2.8141 | 50.2407 | 0.024931 | 1.2143 | 0.024931 | 0.8823 |  |  |  | 0 | 22092
Mass Electric | NE North | North Shore | Revere 7 | Revere | 12-7J7 | Revere | N | Mixed | 4.16 | 2.9398 | 3.0178 | 690.4167 | 8752.5443 | Estimated | 2.4979 | No | No | [16 empty] | 40 | 40 | [6 empty] | 40 | 40 | [16 empty] | 231.44 | 231.44 | [6 empty] | 231.44 | 231.44 | 9.265% | 0 | 0 | 0 | 0 | 0 | 0 | 0 | 0 | 0 | 0 | 0 | 0 | 0 | 0 | 0 | 0 | 271673.5296 | 271673.5296 | 0 | 0 | 0 | 0 | 0 | 0 | 271673.5296 | 271673.5296 | [8 empty] | 8752.5443 |  | 2.4979 | [9 empty] | N |  | N |  |  |  |  | 2.5883 | 14.2745 | 2.5883 | 13.5102 | 0.065178 | 0.60543 | 0.065178 | 0.60494 |  |  |  | 0 | 0
Mass Electric | NE North | North Shore | Hudson 7 | Lynn | 12-7J901 | Lynn | N | OH | 4.16 | 3.3865 | 3.8447 | 949.1667 | 6589.5926 | Estimated | 1.8806 | No | No | [16 empty] | 37 | 37 | [6 empty] | 37 | 37 | [16 empty] | 1721.08 | 1721.08 | [6 empty] | 1721.08 | 1721.08 | 91.52% | 0 | 0 | 0 | 0 | 0 | 0 | 0 | 0 | 0 | 0 | 0 | 0 | 0 | 0 | 0 | 0 | 2020272.5472 | 2020272.5472 | 0 | 0 | 0 | 0 | 0 | 0 | 2020272.5472 | 2020272.5472 | [8 empty] | 6589.5926 |  | 1.8806 | [9 empty] | N |  | N |  |  |  |  | 244.9981 | -34.6245 | 163.7647 | 30.1634 | 1.062 | 0.34382 | 0.97875 | 0.39343 |  |  |  | 0 | 180966
Mass Electric | NE North | North Shore | Hudson 7 | Lynn | 12-7J902 | Lynn | N | OH | 4.16 | 2.4858 | 0.34773 | 70.3333 | 1944.056 | Estimated | 0.55481 | No | No | [16 empty] | 5 | 5 | [6 empty] | 5 | 5 | [16 empty] | 25.79 | 25.79 | [6 empty] | 25.79 | 25.79 | 4.648% | 0 | 0 | 0 | 0 | 0 | 0 | 0 | 0 | 0 | 0 | 0 | 0 | 0 | 0 | 0 | 0 | 30273.3336 | 30273.3336 | 0 | 0 | 0 | 0 | 0 | 0 | 30273.3336 | 30273.3336 | [8 empty] | 1944.056 |  | 0.55481 | [9 empty] | N |  | N |  |  |  |  | 133.436 | -105.436 | 133.436 | -105.436 | 1.2512 | -0.91785 | 1.2512 | -0.91785 |  |  |  | 0 | 1960
Mass Electric | NE North | North Shore | Hudson 7 | Lynn | 12-7J903 | Lynn, Saugus | N | OH | 4.16 | 3.0262 | 3.8962 | 430.5 | 4342.5667 | Estimated | 1.2393 | No | No | [16 empty] | 27 | 27 | [6 empty] | 27 | 27 | [16 empty] | 172.6 | 172.6 | [6 empty] | 172.6 | 172.6 | 13.93% | 0 | 0 | 0 | 0 | 0 | 0 | 0 | 0 | 0 | 0 | 0 | 0 | 0 | 0 | 0 | 0 | 202604.784 | 202604.784 | 0 | 0 | 0 | 0 | 0 | 0 | 202604.784 | 202604.784 | [8 empty] | 4342.5667 |  | 1.2393 | [9 empty] | N |  | N |  |  |  |  | 194.9036 | -35.7409 | 182.1603 | -22.9976 | 2.2044 | -1.2002 | 2.1742 | -1.17 |  |  |  | 240 | 49900
Mass Electric | NE North | North Shore | Revere 7 | Revere | 12-7W1 | Revere | N | Mixed | 13.8 | 8.5331 | 4.3634 | 1089.4167 | 18314.4135 | Estimated | 5.2267 | Partial | No |  |  | 1 | 1 | [12 empty] | 12 | 12 | [6 empty] | 13 | 13 |  |  | 75 | 75 | [12 empty] | 79.75 | 79.75 | [6 empty] | 154.75 | 154.75 | 2.961% | 0 | 0 | 262800 | 262800 | 0 | 0 | 0 | 0 | 0 | 0 | 0 | 0 | 0 | 0 | 0 | 0 | 93613.74 | 93613.74 | 0 | 0 | 0 | 0 | 0 | 0 | 356413.74 | 356413.74 | [8 empty] | 18314.4135 |  | 5.2267 | [9 empty] | N |  | N |  |  |  |  | 190.8269 | -159.3281 | 135.5413 | -121.7271 | 2.2498 | -2.1837 | 2.2269 | -2.1687 |  |  |  | 73395 | -73395
Mass Electric | NE North | North Shore | Revere 7 | Revere | 12-7W2 | Revere | N | OH | 13.8 | 10.039 | 11.2439 | 2507 | 11890.904 | Metered | 7.8478 | Partial | No | [16 empty] | 145 | 145 | [6 empty] | 145 | 145 | [16 empty] | 824.71 | 824.71 | [6 empty] | 824.71 | 824.71 | 10.51% | 0 | 0 | 0 | 0 | 0 | 0 | 0 | 0 | 0 | 0 | 0 | 0 | 0 | 0 | 0 | 0 | 968077.5864 | 968077.5864 | 0 | 0 | 0 | 0 | 0 | 0 | 968077.5864 | 968077.5864 | [8 empty] | 11890.904 |  | 7.8478 | [9 empty] | N |  | N |  |  |  |  | 213.9972 | -152.0456 | 84.7543 | -53.7502 | 2.0076 | -1.5508 | 1.9497 | -1.5141 |  |  |  | 170476 | -123052
Mass Electric | NE North | North Shore | Revere 7 | Revere | 12-7W3 | Revere | N | OH | 13.8 | 8.4375 | 5.1197 | 1305.6667 | 11306.7445 | Estimated | 3.2268 | Partial | No | [16 empty] | 68 | 68 | [6 empty] | 68 | 68 | [16 empty] | 360.645 | 360.645 | [6 empty] | 360.645 | 360.645 | 11.18% | 0 | 0 | 0 | 0 | 0 | 0 | 0 | 0 | 0 | 0 | 0 | 0 | 0 | 0 | 0 | 0 | 423339.5268 | 423339.5268 | 0 | 0 | 0 | 0 | 0 | 0 | 423339.5268 | 423339.5268 | [8 empty] | 11306.7445 |  | 3.2268 | [9 empty] | N |  | N |  |  |  |  | 11.0266 | -6.9362 | 2.1131 | 1.9772 | 0.039826 | -0.022949 | 0.037529 | -0.020651 |  |  |  | 0 | 0
Mass Electric | NE North | North Shore | Revere 7 | Revere | 12-7W4 | Revere | N | OH | 13.8 | 12.1902 | 10.9788 | 4387.0833 | 37549.2798 | Estimated | 10.7161 | Partial | No | [16 empty] | 51 | 51 | [6 empty] | 51 | 51 | [16 empty] | 1806.495 | 1806.495 | [6 empty] | 1806.495 | 1806.495 | 16.86% | 0 | 0 | 0 | 0 | 0 | 0 | 0 | 0 | 0 | 0 | 0 | 0 | 0 | 0 | 0 | 0 | 2120536.0908 | 2120536.0908 | 0 | 0 | 0 | 0 | 0 | 0 | 2120536.0908 | 2120536.0908 | [8 empty] | 37549.2798 |  | 10.7161 | [9 empty] | N |  | N |  |  |  |  | 527.6788 | -476.4228 | 304.8663 | -290.7757 | 2.0731 | -1.9779 | 1.5981 | -1.549 |  |  |  | 1335964 | -1335964
Mass Electric | NE North | North Shore | Norman Street 8 | Everett | 12-8W1 | Everett | N | Mixed | 13.2 | 8.3897 | 3.5032 | 491.9167 | 30988.8554 | Estimated | 8.8439 | Partial | No | [12 empty] | 2 | 2 |  |  | 13 | 13 | [6 empty] | 15 | 15 | [12 empty] | 7789.2 | 7789.2 |  |  | 67.16 | 67.16 | [6 empty] | 7856.36 | 7856.36 | 88.83% | 0 | 0 | 0 | 0 | 0 | 0 | 0 | 0 | 0 | 0 | 0 | 0 | 39302433.792 | 39302433.792 | 0 | 0 | 78835.0944 | 78835.0944 | 0 | 0 | 0 | 0 | 0 | 0 | 39381268.8864 | 39381268.8864 | [8 empty] | 30988.8554 |  | 8.8439 | [9 empty] | N |  | N |  |  |  |  | 6.7471 | -6.7471 | 6.7471 | -6.7471 | 0.081315 | -0.081315 | 0.081315 | -0.081315 |  |  |  | 759 | -759
Mass Electric | NE North | North Shore | Metcalf Square 96 | Winthrop | 12-96W1 | Winthrop | N | OH | 13.8 | 8.7243 | 14.385 | 3844.5 | 28197.3458 | Estimated | 8.0472 | Partial | No | [16 empty] | 82 | 82 | [6 empty] | 82 | 82 | [16 empty] | 418.65 | 418.65 | [6 empty] | 418.65 | 418.65 | 5.202% | 0 | 0 | 0 | 0 | 0 | 0 | 0 | 0 | 0 | 0 | 0 | 0 | 0 | 0 | 0 | 0 | 491428.116 | 491428.116 | 0 | 0 | 0 | 0 | 0 | 0 | 491428.116 | 491428.116 | [8 empty] | 28197.3458 |  | 8.0472 | [9 empty] | N |  | N |  |  |  |  | 335.8856 | -88.7464 | 27.1281 | 215.3173 | 0.52022 | 1.2213 | 0.13994 | 1.5989 |  |  |  | 0 | 623905
Mass Electric | NE North | North Shore | Medford 9 | Medford | 12-9C1 | Medford | N | Mixed | 4.16 | 2.3778 | 1.5388 | 418 | 3282.1725 | Estimated | 0.93669 | No | No | [16 empty] | 7 | 7 | [6 empty] | 7 | 7 | [16 empty] | 40.9 | 40.9 | [6 empty] | 40.9 | 40.9 | 4.366% | 0 | 0 | 0 | 0 | 0 | 0 | 0 | 0 | 0 | 0 | 0 | 0 | 0 | 0 | 0 | 0 | 48010.056 | 48010.056 | 0 | 0 | 0 | 0 | 0 | 0 | 48010.056 | 48010.056 | [8 empty] | 3282.1725 |  | 0.93669 | [9 empty] | N |  | N |  |  |  |  | 0 | 49.0283 | 0 | 49.0283 | 0 | 1.0883 | 0 | 1.0883 |  |  |  | 0 | 0
Mass Electric | NE North | North Shore | Medford 9 | Medford | 12-9C2 | Medford | N | Mixed | 4.16 | 4.4097 | 2.5998 | 422.3333 | 7405.8436 | Estimated | 2.1135 | No | No | [16 empty] | 3 | 3 | [6 empty] | 3 | 3 | [16 empty] | 10.9 | 10.9 | [6 empty] | 10.9 | 10.9 | 0.5157% | 0 | 0 | 0 | 0 | 0 | 0 | 0 | 0 | 0 | 0 | 0 | 0 | 0 | 0 | 0 | 0 | 12794.856 | 12794.856 | 0 | 0 | 0 | 0 | 0 | 0 | 12794.856 | 12794.856 | [8 empty] | 7405.8436 |  | 2.1135 | [9 empty] | N |  | N |  |  |  |  | 33.734 | 53.0766 | 33.734 | 52.8096 | 0.50908 | 0.66222 | 0.50908 | 0.66134 |  |  |  | 0 | 0
Mass Electric | NE North | North Shore | Medford 9 | Medford | 12-9C3 | Medford | N | Mixed | 4.16 | 2.3417 | 1.9528 | 602.25 | 5049.4962 | Estimated | 1.4411 | No | No | [16 empty] | 7 | 7 | [6 empty] | 7 | 7 | [16 empty] | 54.6 | 54.6 | [6 empty] | 54.6 | 54.6 | 3.789% | 0 | 0 | 0 | 0 | 0 | 0 | 0 | 0 | 0 | 0 | 0 | 0 | 0 | 0 | 0 | 0 | 64091.664 | 64091.664 | 0 | 0 | 0 | 0 | 0 | 0 | 64091.664 | 64091.664 | [8 empty] | 5049.4962 |  | 1.4411 | [9 empty] | N |  | N |  |  |  |  | 25.2237 | 123.6777 | 25.2237 | 97.6655 | 1.0029 | 0.66989 | 1.0029 | 0.65991 |  |  |  | 15075 | 37210.6667
Mass Electric | NE North | North Shore | Medford 9 | Medford | 12-9C4 | Medford | N | OH | 4.16 | 2.3417 | 1.4773 | 263.25 | 5386.0451 | Estimated | 1.5371 | No | No | [16 empty] | 2 | 2 | [6 empty] | 2 | 2 | [16 empty] | 26.5 | 26.5 | [6 empty] | 26.5 | 26.5 | 1.724% | 0 | 0 | 0 | 0 | 0 | 0 | 0 | 0 | 0 | 0 | 0 | 0 | 0 | 0 | 0 | 0 | 31106.76 | 31106.76 | 0 | 0 | 0 | 0 | 0 | 0 | 31106.76 | 31106.76 | [8 empty] | 5386.0451 |  | 1.5371 | [9 empty] | N |  | N |  |  |  |  | 0 | 36.4589 | 0 | 36.4589 | 0 | 0.9925 | 0 | 0.9925 |  |  |  | 0 | 0
Mass Electric | NE North | North Shore | Medford 9 | Medford | 12-9C5 | Medford | N | OH | 4.16 | 2.2697 | 0.85549 | 118.5833 | 6059.3955 | Estimated | 1.7293 | No | No | [12 empty] | 1 | 1 | [10 empty] | 1 | 1 | [12 empty] | 75 | 75 | [10 empty] | 75 | 75 | 4.337% | 0 | 0 | 0 | 0 | 0 | 0 | 0 | 0 | 0 | 0 | 0 | 0 | 378432 | 378432 | 0 | 0 | 0 | #VALUE! | 0 | 0 | 0 | 0 | 0 | 0 | 378432 | #VALUE! | [8 empty] | 6059.3955 |  | 1.7293 | [9 empty] | N |  | N |  |  |  |  | 0 | 123.8932 | 0 | 123.8932 | 0 | 1.4074 | 0 | 1.4074 |  |  |  | 0 | 2606.6667
Mass Electric | NE North | North Shore | Medford 9 | Medford | 12-9C6 | Medford | N | Mixed | 4.16 | 2.3201 | 3.6689 | 940.6667 | 6816.8199 | Estimated | 1.9454 | No | No | [16 empty] | 37 | 37 | [6 empty] | 37 | 37 | [16 empty] | 154.62 | 154.62 | [6 empty] | 154.62 | 154.62 | 7.948% | 0 | 0 | 0 | 0 | 0 | 0 | 0 | 0 | 0 | 0 | 0 | 0 | 0 | 0 | 0 | 0 | 181499.1408 | 181499.1408 | 0 | 0 | 0 | 0 | 0 | 0 | 181499.1408 | 181499.1408 | [8 empty] | 6816.8199 |  | 1.9454 | [9 empty] | N |  | N |  |  |  |  | 40.1407 | 11.5933 | 40.1407 | 11.5933 | 0.2275 | 0.91309 | 0.2275 | 0.91309 |  |  |  | 0 | 0
Mass Electric | NE North | North Shore | Medford 9 | Medford | 12-9C7 | Medford | N | OH | 4.16 | 2.385 | 0.95189 | 61.8333 | 5049.4962 | Estimated | 1.4411 | No | No | [24 empty] | 0 | 0 | [24 empty] | 0 | 0 | 0% | 0 | 0 | 0 | 0 | 0 | 0 | 0 | 0 | 0 | 0 | 0 | 0 | 0 | 0 | 0 | 0 | 0 | #VALUE! | 0 | 0 | 0 | 0 | 0 | 0 | 0 | #VALUE! | [8 empty] | 5049.4962 |  | 1.4411 | [9 empty] | N |  | N |  |  |  |  | 0 | 152.4355 | 0 | 152.4355 | 0 | 1.3548 | 0 | 1.3548 |  |  |  | 0 | 7386.6667
Mass Electric | NE North | North Shore | Tedesco 9 | Swampscott | 12-9J1 | Swampscott | N | OH | 4.16 | 2.0175 | 2.1273 | 279.3333 | 3029.6977 | Estimated | 0.86464 | No | No | [16 empty] | 12 | 12 | [6 empty] | 12 | 12 | [16 empty] | 72.92 | 72.92 | [6 empty] | 72.92 | 72.92 | 8.434% | 0 | 0 | 0 | 0 | 0 | 0 | 0 | 0 | 0 | 0 | 0 | 0 | 0 | 0 | 0 | 0 | 85596.4128 | 85596.4128 | 0 | 0 | 0 | 0 | 0 | 0 | 85596.4128 | 85596.4128 | [8 empty] | 3029.6977 |  | 0.86464 | [9 empty] | N |  | N |  |  |  |  | 156.0931 | 422.5206 | 63.9236 | 10.2462 | 1.0239 | -0.15666 | 0.99881 | -0.52721 |  |  |  | 17856 | -13402
Mass Electric | NE North | North Shore | Tedesco 9 | Swampscott | 12-9J2 | Swampscott | N | Mixed | 4.16 | 2.8101 | 5.1347 | 320.25 | 5806.9206 | Estimated | 1.6572 | No | No | [16 empty] | 6 | 6 | 1 | 1 |  |  |  |  | 7 | 7 | [16 empty] | 39.643 | 39.643 | 0 | 0 |  |  |  |  | 39.643 | 39.643 | 2.392% | 0 | 0 | 0 | 0 | 0 | 0 | 0 | 0 | 0 | 0 | 0 | 0 | 0 | 0 | 0 | 0 | 46534.5391 | 46534.5391 | 0 | 0 | 0 | 0 | 0 | 0 | 46534.5391 | 46534.5391 | [8 empty] | 5806.9206 |  | 1.6572 | [9 empty] | N |  | N |  |  |  |  | 582.3607 | -158.3429 | 62.751 | 102.0414 | 1.1397 | 0.16518 | 0.98048 | 0.18348 |  |  |  | 20096 | 16606.3333
Mass Electric | NE North | Merrimack Valley | Tewksbury 22 | Tewksbury | 14-1302 | Andover, Tewksbury | N | Mixed | 13.8 | 20.1 | 7.8381 | 45 | 12695.901 | Metered | 7.2 | Partial | No | [24 empty] | 0 | 0 | [24 empty] | 0 | 0 | 0% | 0 | 0 | 0 | 0 | 0 | 0 | 0 | 0 | 0 | 0 | 0 | 0 | 0 | 0 | 0 | 0 | 0 | #VALUE! | 0 | 0 | 0 | 0 | 0 | 0 | 0 | #VALUE! | [8 empty] | 12695.901 |  | 7.2 | [9 empty] | N |  | N |  |  |  |  | 0 | 45.3167 | 0 | 45.3167 | 0 | 0.63799 | 0 | 0.63799 |  |  |  | 0 | 2098.3333
Mass Electric | NE North | Merrimack Valley | Lawrence 1 | Lawrence | 14-1311X | Lawrence | N | OH | 13.8 | 0 | 0.90492 | 1 | 0 | Estimated | 0 | No | No | [24 empty] | 0 | 0 | [24 empty] | 0 | 0 | 0% | 0 | 0 | 0 | 0 | 0 | 0 | 0 | 0 | 0 | 0 | 0 | 0 | 0 | 0 | 0 | 0 | 0 | #VALUE! | 0 | 0 | 0 | 0 | 0 | 0 | 0 | #VALUE! | [8 empty] | 0 |  | 0 | [9 empty] | N |  | N |  |  |  |  | 1231 | 79 | 1231 | -915.6667 | 4 | -3 | 4 | -3.3333 |  |  |  | 978 | -717.3333
Mass Electric | NE North | Merrimack Valley | Lawrence 1 | Andover | 14-1312 | Lawrence | N | #N/A | 13.2 | 6 | #N/A | 0 | 4246.757 | Metered | 0.24 | No | No | [24 empty] | 0 | 0 | [24 empty] | 0 | 0 | 0% | 0 | 0 | 0 | 0 | 0 | 0 | 0 | 0 | 0 | 0 | 0 | 0 | 0 | 0 | 0 | 0 | 0 | #VALUE! | 0 | 0 | 0 | 0 | 0 | 0 | 0 | #VALUE! | [8 empty] | 4246.757 |  | 0.24 | [9 empty] | N |  | N |  |  |  |  | 0 | 0 | 0 | 0 | 0 | 0 | 0 | 0 |  |  |  | 0 | 0
Mass Electric | NE North | Merrimack Valley | Andover 3 | Andover | 14-1312A | Andover | N | Mixed | 13.2 | 7.3 | 1.8373 | 235.6667 | 3328.8 | Estimated | 0.95 | Partial | No | [24 empty] | 0 | 0 | [24 empty] | 0 | 0 | 0% | 0 | 0 | 0 | 0 | 0 | 0 | 0 | 0 | 0 | 0 | 0 | 0 | 0 | 0 | 0 | 0 | 0 | #VALUE! | 0 | 0 | 0 | 0 | 0 | 0 | 0 | #VALUE! | [8 empty] | 3328.8 |  | 0.95 | [9 empty] | N |  | N |  |  |  |  | 21.9293 | 474.2452 | 21.9293 | 31.8485 | 0.35219 | 0.41228 | 0.35219 | -0.020231 |  |  |  | 5168 | -5168
Mass Electric | NE North | Merrimack Valley | Lawrence 1 | Lawrence | 14-1312L | Lawrence | N | UG | 13.2 | 0 | 2.5337 | 2 | 0 | Estimated | 0 | No | No | [16 empty] | 1 | 1 | [6 empty] | 1 | 1 | [16 empty] | 60 | 60 | [6 empty] | 60 | 60 | 0% | 0 | 0 | 0 | 0 | 0 | 0 | 0 | 0 | 0 | 0 | 0 | 0 | 0 | 0 | 0 | 0 | 70430.4 | 70430.4 | 0 | 0 | 0 | 0 | 0 | 0 | 70430.4 | 70430.4 | [8 empty] | 0 |  | 0 | [9 empty] | N |  | N |  |  |  |  | 269 | 846.3333 | 269 | -269 | 1 | -0.66667 | 1 | -1 |  |  |  | 0 | 0
Mass Electric | NE North | Merrimack Valley | Lawrence 1 | Andover | 14-1314 | Lawrence | N | UG | 13.2 | 5.3 | 0.4947 | 1 | 2242.56 | Estimated | 0.64 | No | No | [24 empty] | 0 | 0 | [24 empty] | 0 | 0 | 0% | 0 | 0 | 0 | 0 | 0 | 0 | 0 | 0 | 0 | 0 | 0 | 0 | 0 | 0 | 0 | 0 | 0 | #VALUE! | 0 | 0 | 0 | 0 | 0 | 0 | 0 | #VALUE! | [8 empty] | 2242.56 |  | 0.64 | [9 empty] | N |  | N |  |  |  |  | 269 | 853 | 269 | -269 | 1 | -0.66667 | 1 | -1 |  |  |  | 0 | 0
Mass Electric | NE North | Merrimack Valley | Andover 3 | Andover | 14-1314A | Andover | N | Mixed | 13.2 | 6.6 | 1.9723 | 61.1667 | 4204.8 | Estimated | 1.2 | Partial | No | [24 empty] | 0 | 0 | [24 empty] | 0 | 0 | 0% | 0 | 0 | 0 | 0 | 0 | 0 | 0 | 0 | 0 | 0 | 0 | 0 | 0 | 0 | 0 | 0 | 0 | #VALUE! | 0 | 0 | 0 | 0 | 0 | 0 | 0 | #VALUE! | [8 empty] | 4204.8 |  | 1.2 | [9 empty] | N |  | N |  |  |  |  | 0 | 1319.6785 | 0 | 74.65 | 0 | 1.3281 | 0 | 0.66111 |  |  |  | 0 | 1239
Mass Electric | NE North | Merrimack Valley | Lawrence 1 | Lawrence | 14-1316YZ | Lawrence | N | Mixed | 13.8 | 0 | 2.0241 | 10 | 0 | Estimated | 0 | No | No | [16 empty] | 1 | 1 | [6 empty] | 1 | 1 | [16 empty] | 5 | 5 | [6 empty] | 5 | 5 | 0% | 0 | 0 | 0 | 0 | 0 | 0 | 0 | 0 | 0 | 0 | 0 | 0 | 0 | 0 | 0 | 0 | 5869.2 | 5869.2 | 0 | 0 | 0 | 0 | 0 | 0 | 5869.2 | 5869.2 | [8 empty] | 0 |  | 0 | [9 empty] | N |  | N |  |  |  |  | 2219 | -765.4667 | 2219 | -1900.6667 | 4 | -2.9667 | 4 | -3.3333 |  |  |  | 19660 | -17023.3333
Mass Electric | NE North | Merrimack Valley | Lawrence 1 | Lawrence | 14-1319 | Lawrence | N | UG | 13.8 | 4.8 | 0.54205 | 210.6667 | 840.96 | Estimated | 0.24 | No | No | [16 empty] | 1 | 1 | [6 empty] | 1 | 1 | [16 empty] | 176 | 176 | [6 empty] | 176 | 176 | 73.33% | 0 | 0 | 0 | 0 | 0 | 0 | 0 | 0 | 0 | 0 | 0 | 0 | 0 | 0 | 0 | 0 | 206595.84 | 206595.84 | 0 | 0 | 0 | 0 | 0 | 0 | 206595.84 | 206595.84 | [8 empty] | 840.96 |  | 0.24 | [9 empty] | N |  | N |  |  |  |  | 247.557 | 858.1526 | 247.557 | -247.557 | 1.0063 | -0.67458 | 1.0063 | -1.0063 |  |  |  | 0 | 0
Mass Electric | NE North | Merrimack Valley | Lawrence 1 | Lawrence | 14-1321 | Lawrence | N | Mixed | 13.8 | 7.5 | 2.4133 | 581.8333 | 19622.4 | Estimated | 5.6 | No | No | [16 empty] | 2 | 2 | [6 empty] | 2 | 2 | [16 empty] | 630 | 630 | [6 empty] | 630 | 630 | 11.25% | 0 | 0 | 0 | 0 | 0 | 0 | 0 | 0 | 0 | 0 | 0 | 0 | 0 | 0 | 0 | 0 | 739519.2 | 739519.2 | 0 | 0 | 0 | 0 | 0 | 0 | 739519.2 | 739519.2 | [8 empty] | 19622.4 |  | 5.6 | [9 empty] | N |  | N |  |  |  |  | 138.5311 | 278.4689 | 138.5311 | -138.5311 | 0.99857 | -0.8221 | 0.99857 | -0.99857 |  |  |  | 0 | 0
Mass Electric | NE North | Merrimack Valley | Lawrence 1 | Lawrence | 14-1324 | Lawrence | N | Mixed | 13.8 | 7.4 | 0.93902 | 148 | 5956.8 | Estimated | 1.7 | No | No | [24 empty] | 0 | 0 | [24 empty] | 0 | 0 | 0% | 0 | 0 | 0 | 0 | 0 | 0 | 0 | 0 | 0 | 0 | 0 | 0 | 0 | 0 | 0 | 0 | 0 | #VALUE! | 0 | 0 | 0 | 0 | 0 | 0 | 0 | #VALUE! | [8 empty] | 5956.8 |  | 1.7 | [9 empty] | N |  | N |  |  |  |  | 241.9595 | -229.7951 | 241.9595 | -229.7951 | 1.0203 | -0.6915 | 1.0203 | -0.6915 |  |  |  | 35810 | -35810
Mass Electric | NE North | Merrimack Valley | Lawrence 1 | Lawrence | 14-1325 | Lawrence | N | Mixed | 13.8 | 9.6 | 0.7392 | 4.4167 | 840.96 | Estimated | 0.24 | No | No | [24 empty] | 0 | 0 | [24 empty] | 0 | 0 | 0% | 0 | 0 | 0 | 0 | 0 | 0 | 0 | 0 | 0 | 0 | 0 | 0 | 0 | 0 | 0 | 0 | 0 | #VALUE! | 0 | 0 | 0 | 0 | 0 | 0 | 0 | #VALUE! | [8 empty] | 840.96 |  | 0.24 | [9 empty] | N |  | N |  |  |  |  | 131.7736 | 724.2264 | 131.7736 | -63.7736 | 1.3585 | -0.025157 | 1.3585 | -0.35849 |  |  |  | 0 | 272
Mass Electric | NE North | Merrimack Valley | Worthen Street 13 | Lowell | 14-13J1 | Lowell | N | UG | 4.16 | 2.2697 | 1.6402 | 737.6667 | 2650.9855 | Estimated | 0.75656 | No | No | [24 empty] | 0 | 0 | [24 empty] | 0 | 0 | 0% | 0 | 0 | 0 | 0 | 0 | 0 | 0 | 0 | 0 | 0 | 0 | 0 | 0 | 0 | 0 | 0 | 0 | #VALUE! | 0 | 0 | 0 | 0 | 0 | 0 | 0 | #VALUE! | [8 empty] | 2650.9855 |  | 0.75656 | [9 empty] | N |  | N |  |  |  |  | 564.8405 | -526.7595 | 245.9783 | -207.8974 | 1.1347 | -0.80332 | 0.12878 | 0.20256 |  |  |  | 0 | 31835.6667
Mass Electric | NE North | Merrimack Valley | Worthen Street 13 | Lowell | 14-13J2 | Lowell | N | OH | 4.16 | 2.5507 | 3.5665 | 91.5 | 4367.8142 | Estimated | 1.2465 | No | No | [16 empty] | 1 | 1 | [6 empty] | 1 | 1 | [16 empty] | 4.16 | 4.16 | [6 empty] | 4.16 | 4.16 | 0.3337% | 0 | 0 | 0 | 0 | 0 | 0 | 0 | 0 | 0 | 0 | 0 | 0 | 0 | 0 | 0 | 0 | 4883.1744 | 4883.1744 | 0 | 0 | 0 | 0 | 0 | 0 | 4883.1744 | 4883.1744 | [8 empty] | 4367.8142 |  | 1.2465 | [9 empty] | N |  | N |  |  |  |  | 311.1366 | -233.7045 | 0 | 77.4321 | 0.9071 | -0.20179 | 0 | 0.70532 |  |  |  | 0 | 16676.6667
Mass Electric | NE North | Merrimack Valley | Worthen Street 13 | Lowell | 14-13J3 | Lowell | N | UG | 4.16 | 2.3057 | 2.3775 | 206.5833 | 6236.1278 | Estimated | 1.7797 | No | No | [12 empty] | 1 | 1 | [10 empty] | 1 | 1 | [12 empty] | 75 | 75 | [10 empty] | 75 | 75 | 4.214% | 0 | 0 | 0 | 0 | 0 | 0 | 0 | 0 | 0 | 0 | 0 | 0 | 378432 | 378432 | 0 | 0 | 0 | #VALUE! | 0 | 0 | 0 | 0 | 0 | 0 | 378432 | #VALUE! | [8 empty] | 6236.1278 |  | 1.7797 | [9 empty] | N |  | N |  |  |  |  | 353.8233 | 59.8928 | 5.1505 | 408.5656 | 1.0359 | -0.21902 | 0.019363 | 0.79752 |  |  |  | 0 | 7421.6667
Mass Electric | NE North | Merrimack Valley | Worthen Street 13 | Lowell | 14-13J4 | Lowell | N | OH | 4.16 | 2.3778 | 2.1049 | 197.5 | 2272.2733 | Estimated | 0.64848 | No | No | [16 empty] | 4 | 4 | [6 empty] | 4 | 4 | [16 empty] | 140 | 140 | [6 empty] | 140 | 140 | 21.59% | 0 | 0 | 0 | 0 | 0 | 0 | 0 | 0 | 0 | 0 | 0 | 0 | 0 | 0 | 0 | 0 | 164337.6 | 164337.6 | 0 | 0 | 0 | 0 | 0 | 0 | 164337.6 | 164337.6 | [8 empty] | 2272.2733 |  | 0.64848 | [9 empty] | N |  | N |  |  |  |  | 479.2 | -377.455 | 158.1873 | -56.4423 | 2.0253 | -1.3863 | 1.0127 | -0.37364 |  |  |  | 31242 | -9163.3333
Mass Electric | NE North | Merrimack Valley | Worthen Street 13 | Lowell | 14-13J5 | Lowell | N | OH | 4.16 | 2.3778 | 2.5369 | 311.0833 | 1590.5913 | Estimated | 0.45394 | No | No | [16 empty] | 1 | 1 | [6 empty] | 1 | 1 | [16 empty] | 3 | 3 | [6 empty] | 3 | 3 | 0.6609% | 0 | 0 | 0 | 0 | 0 | 0 | 0 | 0 | 0 | 0 | 0 | 0 | 0 | 0 | 0 | 0 | 3521.52 | 3521.52 | 0 | 0 | 0 | 0 | 0 | 0 | 3521.52 | 3521.52 | [8 empty] | 1590.5913 |  | 0.45394 | [9 empty] | N |  | N |  |  |  |  | 334.0873 | -270.1228 | 0 | 63.9645 | 0.97402 | -0.85936 | 0 | 0.11466 |  |  |  | 0 | 0
Mass Electric | NE North | Merrimack Valley | Worthen Street 13 | Lowell | 14-13J6 | Lowell | N | OH | 4.16 | 2.1976 | 1.2831 | 34.6667 | 580.6921 | Estimated | 0.16572 | No | No | [16 empty] | 1 | 1 | [6 empty] | 1 | 1 | [16 empty] | 9.6 | 9.6 | [6 empty] | 9.6 | 9.6 | 5.793% | 0 | 0 | 0 | 0 | 0 | 0 | 0 | 0 | 0 | 0 | 0 | 0 | 0 | 0 | 0 | 0 | 11268.864 | 11268.864 | 0 | 0 | 0 | 0 | 0 | 0 | 11268.864 | 11268.864 | [8 empty] | 580.6921 |  | 0.16572 | [9 empty] | N |  | N |  |  |  |  | 316.0385 | -301.6511 | 0 | 14.3874 | 0.95192 | -0.92885 | 0 | 0.023077 |  |  |  | 0 | 16411
Mass Electric | NE North | Merrimack Valley | Worthen Street 13 | Lowell | 14-13J7 | Lowell | N | UG | 4.16 | 2.3417 | 0.85379 | 28 | 833.1669 | Estimated | 0.23778 | No | No | [24 empty] | 0 | 0 | [24 empty] | 0 | 0 | 0% | 0 | 0 | 0 | 0 | 0 | 0 | 0 | 0 | 0 | 0 | 0 | 0 | 0 | 0 | 0 | 0 | 0 | #VALUE! | 0 | 0 | 0 | 0 | 0 | 0 | 0 | #VALUE! | [8 empty] | 833.1669 |  | 0.23778 | [9 empty] | N |  | N |  |  |  |  | 317 | -291.4462 | 0 | 25.5538 | 1 | -0.81877 | 0 | 0.18123 |  |  |  | 0 | 893
Mass Electric | NE North | Merrimack Valley | Worthen Street 13 | Lowell | 14-13L1 | Lowell | N | Mixed | 13.8 | 9.7397 | 3.7104 | 478.8333 | 17571.2758 | Estimated | 5.0146 | No | No | [16 empty] | 2 | 2 |  |  | 1 | 1 |  |  | 3 | 3 | [16 empty] | 142.5 | 142.5 |  |  | 2.5 | 2.5 |  |  | 145 | 145 | 2.892% | 0 | 0 | 0 | 0 | 0 | 0 | 0 | 0 | 0 | 0 | 0 | 0 | 0 | 0 | 0 | 0 | 167272.2 | 167272.2 | 0 | 0 | 8190.6 | 8190.6 | 0 | 0 | 175462.8 | 175462.8 | [8 empty] | 17571.2758 |  | 5.0146 | [9 empty] | N |  | N |  |  |  |  | 520.2457 | -445.7629 | 284.623 | -210.1402 | 2.0007 | -1.5691 | 0.99826 | -0.56668 |  |  |  | 136287 | -101603
Mass Electric | NE North | Merrimack Valley | Meadowbrook 16 | Chelmsford | 14-16L1 | Chelmsford, Lowell | N | OH | 13.2 | 12.1174 | 2.597 | 98.1667 | 26024.409 | Metered | 4.1992 | Partial | No | [16 empty] | 2 | 2 | [6 empty] | 2 | 2 | [16 empty] | 13.6 | 13.6 | [6 empty] | 13.6 | 13.6 | 0.3239% | 0 | 0 | 0 | 0 | 0 | 0 | 0 | 0 | 0 | 0 | 0 | 0 | 0 | 0 | 0 | 0 | 15964.224 | 15964.224 | 0 | 0 | 0 | 0 | 0 | 0 | 15964.224 | 15964.224 | [8 empty] | 26024.409 |  | 4.1992 | [9 empty] | N |  | N |  |  |  |  | 0 | 1198.1612 | 0 | 5.5969 | 0 | 0.47757 | 0 | 0.11628 |  |  |  | 0 | 0
Mass Electric | NE North | Merrimack Valley | Meadowbrook 16 | Chelmsford | 14-16L2 | Chelmsford, Lowell | N | Mixed | 13.2 | 12.1174 | 3.1742 | 57.6667 | 52968.157 | Metered | 4.7 | Partial | No | [16 empty] | 28 | 28 | [6 empty] | 28 | 28 | [16 empty] | 1041.18 | 1041.18 | [6 empty] | 1041.18 | 1041.18 | 22.15% | 0 | 0 | 0 | 0 | 0 | 0 | 0 | 0 | 0 | 0 | 0 | 0 | 0 | 0 | 0 | 0 | 1222178.7312 | 1222178.7312 | 0 | 0 | 0 | 0 | 0 | 0 | 1222178.7312 | 1222178.7312 | [8 empty] | 52968.157 |  | 4.7 | [9 empty] | N |  | N |  |  |  |  | 234.3468 | -194.284 | 0 | 33.4298 | 1.0058 | -0.62406 | 0 | 0.27887 |  |  |  | 0 | 10471.3333
Mass Electric | NE North | Merrimack Valley | Meadowbrook 16 | Chelmsford | 14-16L3 | Chelmsford, Lowell | N | OH | 13.2 | 12.1174 | 12.9909 | 2715.4167 | 37093.862 | Metered | 4.1992 | Partial | No | [16 empty] | 161 | 161 | [6 empty] | 161 | 161 | [16 empty] | 943.57 | 943.57 | [6 empty] | 943.57 | 943.57 | 22.47% | 0 | 0 | 0 | 0 | 0 | 0 | 0 | 0 | 0 | 0 | 0 | 0 | 0 | 0 | 0 | 0 | 1107600.2088 | 1107600.2088 | 0 | 0 | 0 | 0 | 0 | 0 | 1107600.2088 | 1107600.2088 | [8 empty] | 37093.862 |  | 4.1992 | [9 empty] | N |  | N |  |  |  |  | 30.2628 | 38.0511 | 21.171 | 27.0456 | 0.031671 | 0.58739 | 0.025779 | 0.40655 |  |  |  | 55703 | -17247.6667
Mass Electric | NE North | Merrimack Valley | Meadowbrook 16 | Chelmsford | 14-16L4 | Chelmsford, Lowell | N | Mixed | 13.2 | 14.7467 | 24.982 | 2047.25 | 60017.244 | Metered | 9 | Partial | No | [16 empty] | 139 | 139 | [6 empty] | 139 | 139 | [16 empty] | 1220.93 | 1220.93 | [6 empty] | 1220.93 | 1220.93 | 13.57% | 0 | 0 | 0 | 0 | 0 | 0 | 0 | 0 | 0 | 0 | 0 | 0 | 0 | 0 | 0 | 0 | 1433176.4712 | 1433176.4712 | 0 | 0 | 0 | 0 | 0 | 0 | 1433176.4712 | 1433176.4712 | [8 empty] | 60017.244 |  | 9 | [9 empty] | N |  | N |  |  |  |  | 107.1511 | 526.6414 | 77.3115 | 80.1094 | 0.42203 | 0.89335 | 0.40298 | 0.70017 |  |  |  | 0 | 235187.3333
Mass Electric | NE North | Merrimack Valley | Meadowbrook 16 | Chelmsford | 14-16L5 | Chelmsford, Lowell | N | OH | 13.2 | 12.1174 | 14.2392 | 3697.0833 | 38612.867 | Metered | 9.1 | Partial | No | [24 empty] | 0 | 0 | [24 empty] | 0 | 0 | 0% | 0 | 0 | 0 | 0 | 0 | 0 | 0 | 0 | 0 | 0 | 0 | 0 | 0 | 0 | 0 | 0 | 0 | #VALUE! | 0 | 0 | 0 | 0 | 0 | 0 | 0 | #VALUE! | [8 empty] | 38612.867 |  | 9.1 | [9 empty] | N |  | N |  |  |  |  | 0 | 0.75247 | 0 | 0.75247 | 0 | 0.0098866 | 0 | 0.0098866 |  |  |  | 0 | 0
Mass Electric | NE North | Merrimack Valley | Meadowbrook 16 | Chelmsford | 14-16L6 | Chelmsford, Lowell | N | OH | 13.2 | 12.1174 | 11.6163 | 1498.1667 | 30092.559 | Metered | 7.2 | Partial | No | [24 empty] | 0 | 0 | [24 empty] | 0 | 0 | 0% | 0 | 0 | 0 | 0 | 0 | 0 | 0 | 0 | 0 | 0 | 0 | 0 | 0 | 0 | 0 | 0 | 0 | #VALUE! | 0 | 0 | 0 | 0 | 0 | 0 | 0 | #VALUE! | [8 empty] | 30092.559 |  | 7.2 | [9 empty] | N |  | N |  |  |  |  | 2.1339 | 28.1309 | 2.1339 | 28.1309 | 0.0033374 | 0.58521 | 0.0033374 | 0.58521 |  |  |  | 0 | 51794
Mass Electric | NE North | Merrimack Valley | Meadowbrook 16 | Chelmsford | 14-16L7 | Chelmsford | N | Mixed | 13.2 | 12.1174 | 3.1669 | 70 | 12935.601 | Metered | 2.9 | Partial | No | [24 empty] | 0 | 0 | [24 empty] | 0 | 0 | 0% | 0 | 0 | 0 | 0 | 0 | 0 | 0 | 0 | 0 | 0 | 0 | 0 | 0 | 0 | 0 | 0 | 0 | #VALUE! | 0 | 0 | 0 | 0 | 0 | 0 | 0 | #VALUE! | [8 empty] | 12935.601 |  | 2.9 | [9 empty] | N |  | N |  |  |  |  | 53.4 | 1111.6235 | 53.4 | -53.4 | 0.014286 | 0.31435 | 0.014286 | -0.014286 |  |  |  | 3738 | -3738
Mass Electric | NE North | Merrimack Valley | South Billerica 18 | Billerica | 14-18J1 | Billerica | N | Mixed | 4.16 | 2.5507 | 0.92216 | 1 | 5554.4458 | Estimated | 1.5852 | No | No | [24 empty] | 0 | 0 | [24 empty] | 0 | 0 | 0% | 0 | 0 | 0 | 0 | 0 | 0 | 0 | 0 | 0 | 0 | 0 | 0 | 0 | 0 | 0 | 0 | 0 | #VALUE! | 0 | 0 | 0 | 0 | 0 | 0 | 0 | #VALUE! | [8 empty] | 5554.4458 |  | 1.5852 | [9 empty] | N |  | N |  |  |  |  | 0 | 417 | 0 | 353 | 0 | 1.6667 | 0 | 1.3333 |  |  |  | 0 | 267
Mass Electric | NE North | Merrimack Valley | South Billerica 18 | Billerica | 14-18L1 | Billerica | N | Mixed | 13.2 | 8.3907 | 8.2831 | 638.75 | 15942.3277 | Estimated | 4.5498 | No | No | [16 empty] | 43 | 43 | [6 empty] | 43 | 43 | [16 empty] | 972.27 | 972.27 | [6 empty] | 972.27 | 972.27 | 21.37% | 0 | 0 | 0 | 0 | 0 | 0 | 0 | 0 | 0 | 0 | 0 | 0 | 0 | 0 | 0 | 0 | 1141289.4168 | 1141289.4168 | 0 | 0 | 0 | 0 | 0 | 0 | 1141289.4168 | 1141289.4168 | [8 empty] | 15942.3277 |  | 4.5498 | [9 empty] | N |  | N |  |  |  |  | 287.6932 | 739.0884 | 242.4611 | -17.2184 | 0.66536 | 0.7552 | 0.61683 | 0.39283 |  |  |  | 139702 | -92837.3333
Mass Electric | NE North | Merrimack Valley | South Billerica 18 | Billerica | 14-18L2 | Billerica | N | OH | 13.2 | 8.4365 | 7.9585 | 429.5 | 17197.4188 | Estimated | 4.9079 | Partial | No | [16 empty] | 41 | 41 | 1 | 1 |  |  |  |  | 42 | 42 | [16 empty] | 409.13 | 409.13 | 7.6 | 7.6 |  |  |  |  | 416.73 | 416.73 | 8.491% | 0 | 0 | 0 | 0 | 0 | 0 | 0 | 0 | 0 | 0 | 0 | 0 | 0 | 0 | 0 | 0 | 480253.1592 | 480253.1592 | 8921.184 | 8921.184 | 0 | 0 | 0 | 0 | 489174.3432 | 489174.3432 | [8 empty] | 17197.4188 |  | 4.9079 | [9 empty] | N |  | N |  |  |  |  | 6.8475 | 1586.5868 | 2.8126 | 151.1033 | 0.011641 | 2.0176 | 0.0093132 | 1.3541 |  |  |  | 0 | 43116
Mass Electric | NE North | Merrimack Valley | South Billerica 18 | Billerica | 14-18L3 | Billerica | N | Mixed | 13.2 | 10.8828 | 19.6013 | 1527.0833 | 26276.8015 | Estimated | 7.4991 | No | No | [16 empty] | 57 | 57 | [6 empty] | 57 | 57 | [16 empty] | 415.705 | 415.705 | [6 empty] | 415.705 | 415.705 | 5.543% | 0 | 0 | 0 | 0 | 0 | 0 | 0 | 0 | 0 | 0 | 0 | 0 | 0 | 0 | 0 | 0 | 487971.1572 | 487971.1572 | 0 | 0 | 0 | 0 | 0 | 0 | 487971.1572 | 487971.1572 | [8 empty] | 26276.8015 |  | 7.4991 | [9 empty] | N |  | N |  |  |  |  | 208.4837 | 981.1396 | 134.4255 | -22.942 | 0.75503 | 0.56152 | 0.64764 | 0.19592 |  |  |  | 84218 | -38512
Mass Electric | NE North | Merrimack Valley | Lawrence 1 | Lawrence | 14-1J1 | Lawrence | N | Mixed | 4.16 | 2.1184 | 2.5835 | 681.8333 | 4342.5667 | Estimated | 1.2393 | No | No | [16 empty] | 16 | 16 | [6 empty] | 16 | 16 | [16 empty] | 104.48 | 104.48 | [6 empty] | 104.48 | 104.48 | 8.43% | 0 | 0 | 0 | 0 | 0 | 0 | 0 | 0 | 0 | 0 | 0 | 0 | 0 | 0 | 0 | 0 | 122642.8032 | 122642.8032 | 0 | 0 | 0 | 0 | 0 | 0 | 122642.8032 | 122642.8032 | [8 empty] | 4342.5667 |  | 1.2393 | [9 empty] | N |  | N |  |  |  |  | 1056.9518 | 296.4199 | 1056.9518 | -842.8942 | 1.9976 | -0.97893 | 1.9976 | -1.3281 |  |  |  | 553575 | -419807.6667
Mass Electric | NE North | Merrimack Valley | Lawrence 1 | Lawrence | 14-1J2 | Lawrence | N | Mixed | 4.16 | 2.2048 | 1.0847 | 108.8333 | 4292.0718 | Estimated | 1.2249 | No | No | [16 empty] | 3 | 3 | [6 empty] | 3 | 3 | [16 empty] | 84.6 | 84.6 | [6 empty] | 84.6 | 84.6 | 6.907% | 0 | 0 | 0 | 0 | 0 | 0 | 0 | 0 | 0 | 0 | 0 | 0 | 0 | 0 | 0 | 0 | 99306.864 | 99306.864 | 0 | 0 | 0 | 0 | 0 | 0 | 99306.864 | 99306.864 | [8 empty] | 4292.0718 |  | 1.2249 | [9 empty] | N |  | N |  |  |  |  | 742.4564 | 316.2496 | 742.4564 | -706.3703 | 2.049 | -1.3725 | 2.049 | -1.7059 |  |  |  | 53609 | -50674
Mass Electric | NE North | Merrimack Valley | Lawrence 1 | Lawrence | 14-1J4 | Lawrence | N | Mixed | 4.16 | 2.0968 | 2.1557 | 444.1667 | 4569.7941 | Estimated | 1.3042 | No | No | [16 empty] | 12 | 12 | [6 empty] | 12 | 12 | [16 empty] | 91.85 | 91.85 | [6 empty] | 91.85 | 91.85 | 7.043% | 0 | 0 | 0 | 0 | 0 | 0 | 0 | 0 | 0 | 0 | 0 | 0 | 0 | 0 | 0 | 0 | 107817.204 | 107817.204 | 0 | 0 | 0 | 0 | 0 | 0 | 107817.204 | 107817.204 | [8 empty] | 4569.7941 |  | 1.3042 | [9 empty] | N |  | N |  |  |  |  | 644.5644 | 533.371 | 644.5644 | -606.4798 | 2.5553 | -1.5494 | 2.5553 | -1.8894 |  |  |  | 172656 | -171172.6667
Mass Electric | NE North | Merrimack Valley | Lawrence 1 | Lawrence | 14-1J5 | Lawrence | N | Mixed | 4.16 | 2.702 | 0.95663 | 122.1667 | 2827.7179 | Estimated | 0.807 | No | No | [16 empty] | 4 | 4 | [6 empty] | 4 | 4 | [16 empty] | 414.66 | 414.66 | [6 empty] | 414.66 | 414.66 | 51.38% | 0 | 0 | 0 | 0 | 0 | 0 | 0 | 0 | 0 | 0 | 0 | 0 | 0 | 0 | 0 | 0 | 486744.4944 | 486744.4944 | 0 | 0 | 0 | 0 | 0 | 0 | 486744.4944 | 486744.4944 | [8 empty] | 2827.7179 |  | 0.807 | [9 empty] | N |  | N |  |  |  |  | 244.6658 | 842.6219 | 244.6658 | -222.3158 | 0.99864 | -0.59301 | 0.99864 | -0.92364 |  |  |  | 0 | 0
Mass Electric | NE North | Merrimack Valley | Lawrence 1 | Lawrence | 14-1J6 | Lawrence | N | Mixed | 4.16 | 2.5219 | 2.9494 | 294.1667 | 3686.1322 | Estimated | 1.052 | No | No | [16 empty] | 8 | 8 | [6 empty] | 8 | 8 | [16 empty] | 509.26 | 509.26 | [6 empty] | 509.26 | 509.26 | 48.41% | 0 | 0 | 0 | 0 | 0 | 0 | 0 | 0 | 0 | 0 | 0 | 0 | 0 | 0 | 0 | 0 | 597789.7584 | 597789.7584 | 0 | 0 | 0 | 0 | 0 | 0 | 597789.7584 | 597789.7584 | [8 empty] | 3686.1322 |  | 1.052 | [9 empty] | N |  | N |  |  |  |  | 239.0312 | 799.3139 | 239.0312 | -181.8101 | 0.97564 | -0.30783 | 0.97564 | -0.64116 |  |  |  | 0 | 16545
Mass Electric | NE North | Merrimack Valley | Lawrence 1 | Lawrence | 14-1J7 | Lawrence | N | Mixed | 4.16 | 1.8518 | 2.0436 | 718.3333 | 4595.0416 | Estimated | 1.3114 | No | No | [16 empty] | 12 | 12 | [6 empty] | 12 | 12 | [16 empty] | 94.6 | 94.6 | [6 empty] | 94.6 | 94.6 | 7.214% | 0 | 0 | 0 | 0 | 0 | 0 | 0 | 0 | 0 | 0 | 0 | 0 | 0 | 0 | 0 | 0 | 111045.264 | 111045.264 | 0 | 0 | 0 | 0 | 0 | 0 | 111045.264 | 111045.264 | [8 empty] | 4595.0416 |  | 1.3114 | [9 empty] | N |  | N |  |  |  |  | 365.6784 | 739.7735 | 365.6784 | -345.1327 | 1.3838 | -0.86728 | 1.3838 | -1.1982 |  |  |  | 0 | 0
Mass Electric | NE North | Merrimack Valley | Lawrence 1 | Lawrence | 14-1J8 | Lawrence | N | OH | 4.16 | 2.14 | 0.33769 | 11 | 4494.0516 | Estimated | 1.2825 | No | No | [16 empty] | 1 | 1 | [6 empty] | 1 | 1 | [16 empty] | 23 | 23 | [6 empty] | 23 | 23 | 1.793% | 0 | 0 | 0 | 0 | 0 | 0 | 0 | 0 | 0 | 0 | 0 | 0 | 0 | 0 | 0 | 0 | 26998.32 | 26998.32 | 0 | 0 | 0 | 0 | 0 | 0 | 26998.32 | 26998.32 | [8 empty] | 4494.0516 |  | 1.2825 | [9 empty] | N |  | N |  |  |  |  | 245 | 837 | 245 | -245 | 1 | -0.66667 | 1 | -1 |  |  |  | 0 | 0
Mass Electric | NE North | Merrimack Valley | Lawrence 1 | Lawrence | 14-1J9 | Lawrence | N | OH | 4.16 | 2.1472 | 2.1928 | 737.9167 | 5402.961 | Estimated | 1.5419 | No | No | [16 empty] | 23 | 23 | [6 empty] | 23 | 23 | [16 empty] | 143.39 | 143.39 | [6 empty] | 143.39 | 143.39 | 9.299% | 0 | 0 | 0 | 0 | 0 | 0 | 0 | 0 | 0 | 0 | 0 | 0 | 0 | 0 | 0 | 0 | 168316.9176 | 168316.9176 | 0 | 0 | 0 | 0 | 0 | 0 | 168316.9176 | 168316.9176 | [8 empty] | 5402.961 |  | 1.5419 | [9 empty] | N |  | N |  |  |  |  | 244.3636 | 867.2715 | 244.3636 | -244.0191 | 0.9974 | -0.66131 | 0.9974 | -0.98937 |  |  |  | 0 | 0
Mass Electric | NE North | Merrimack Valley | Tyngsboro 211 | Tyngsborough | 14-211L1 | Tyngsborough | N | Mixed | 13.2 | 10.8828 | 30.7758 | 879.4167 | 28917.079 | Metered | 7.9563 | Partial | No | [12 empty] | 1 | 1 |  |  | 52 | 52 | 2 | 2 |  |  |  |  | 55 | 55 | [12 empty] | 1.2 | 1.2 |  |  | 1399.51 | 1399.51 | 7.6 | 7.6 |  |  |  |  | 1408.31 | 1408.31 | 17.7% | 0 | 0 | 0 | 0 | 0 | 0 | 0 | 0 | 0 | 0 | 0 | 0 | 6054.912 | 6054.912 | 0 | 0 | 1642800.8184 | 1642800.8184 | 8921.184 | 8921.184 | 0 | 0 | 0 | 0 | 1657776.9144 | 1657776.9144 | [8 empty] | 28917.079 |  | 7.9563 | [9 empty] | N |  | N |  |  |  |  | 344.8672 | 249.9136 | 344.8672 | -244.4548 | 2.6222 | -1.0526 | 2.6222 | -1.4516 |  |  |  | 28193 | 29937
Mass Electric | NE North | Merrimack Valley | Tyngsboro 211 | Tyngsborough | 14-211L2 | Dracut, Tyngsborough | N | Mixed | 13.2 | 10.8828 | 44.6045 | 2557.3333 | 28058.9 | Metered | 8.0707 | Partial | No |  |  |  |  | 1 | 1 | [10 empty] | 155 | 155 |  |  | 1 | 1 |  |  | 157 | 157 |  |  |  |  | 5000 | 5000 | [10 empty] | 1197.78 | 1197.78 |  |  | 7.6 | 7.6 |  |  | 6205.38 | 6205.38 | 76.89% | 0 | 0 | 0 | 0 | 17520000 | 17520000 | 0 | 0 | 0 | 0 | 0 | 0 | 0 | 0 | 0 | 0 | 1406002.0752 | 1406002.0752 | 0 | 0 | 24899.424 | 24899.424 | 0 | 0 | 18950901.4992 | 18950901.4992 | [8 empty] | 28058.9 |  | 8.0707 | [9 empty] | N |  | N |  |  |  |  | 289.1348 | 569.6238 | 289.1348 | -121.7559 | 1.9606 | -0.5248 | 1.9606 | -0.9301 |  |  |  | 233112 | 17122.6667
Mass Electric | NE North | Merrimack Valley | Hoover Street 21 | Dracut | 14-21L1 | Dracut, Lowell, Tyngsborough | N | Mixed | 13.2 | 8.8023 | 28.372 | 2993.3333 | 20839.69 | Metered | 7.3009 | Partial | No | [16 empty] | 116 | 116 | 1 | 1 |  |  |  |  | 117 | 117 | [16 empty] | 900.271 | 900.271 | 0 | 0 |  |  |  |  | 900.271 | 900.271 | 12.33% | 0 | 0 | 0 | 0 | 0 | 0 | 0 | 0 | 0 | 0 | 0 | 0 | 0 | 0 | 0 | 0 | 1056774.1106 | 1056774.1106 | 0 | 0 | 0 | 0 | 0 | 0 | 1056774.1106 | 1056774.1106 | [8 empty] | 20839.69 |  | 7.3009 | [9 empty] | N |  | N |  |  |  |  | 454.9062 | 1008.463 | 450.8382 | -372.6518 | 3.5506 | -2.1627 | 3.4513 | -2.7332 |  |  |  | 683689 | -561658.6667
Mass Electric | NE North | Merrimack Valley | Hoover Street 21 | Dracut | 14-21L2 | Dracut, Lowell | N | OH | 13.2 | 8.7108 | 9.2318 | 1895.3333 | 28416.373 | Metered | 6.5769 | Partial | No | [16 empty] | 66 | 66 | [6 empty] | 66 | 66 | [16 empty] | 420.76 | 420.76 | [6 empty] | 420.76 | 420.76 | 6.398% | 0 | 0 | 0 | 0 | 0 | 0 | 0 | 0 | 0 | 0 | 0 | 0 | 0 | 0 | 0 | 0 | 493904.9184 | 493904.9184 | 0 | 0 | 0 | 0 | 0 | 0 | 493904.9184 | 493904.9184 | [8 empty] | 28416.373 |  | 6.5769 | [9 empty] | N |  | N |  |  |  |  | 331.806 | 310.0741 | 302.3336 | -192.4459 | 2.1595 | -0.087505 | 2.1094 | -0.71753 |  |  |  | 90672 | 72055
Mass Electric | NE North | Merrimack Valley | Hoover Street 21 | Dracut | 14-21L3 | Dracut, Lowell | N | Mixed | 13.2 | 11.7973 | 12.5801 | 2737.5833 | 27939.759 | Metered | 7.4305 | Partial | No | [12 empty] | 1 | 1 |  |  | 106 | 106 | [6 empty] | 107 | 107 | [12 empty] | 60 | 60 |  |  | 602.995 | 602.995 | [6 empty] | 662.995 | 662.995 | 8.923% | 0 | 0 | 0 | 0 | 0 | 0 | 0 | 0 | 0 | 0 | 0 | 0 | 302745.6 | 302745.6 | 0 | 0 | 707819.6508 | 707819.6508 | 0 | 0 | 0 | 0 | 0 | 0 | 1010565.2508 | 1010565.2508 | [8 empty] | 27939.759 |  | 7.4305 | [9 empty] | N |  | N |  |  |  |  | 250.613 | 136.3804 | 250.613 | -226.0487 | 2.7703 | -2.3309 | 2.7703 | -2.6604 |  |  |  | 190340 | -190340
Mass Electric | NE North | Merrimack Valley | Ward Hill 43 | Haverhill | 14-2326 | Haverhill, Lawrence, North Andover | N | Mixed | 23 | 44.02 | 9.414 | 317.6667 | 73584 | Estimated | 21 | Partial | No | [16 empty] | 8 | 8 | [6 empty] | 8 | 8 | [16 empty] | 1107 | 1107 | [6 empty] | 1107 | 1107 | 5.271% | 0 | 0 | 0 | 0 | 0 | 0 | 0 | 0 | 0 | 0 | 0 | 0 | 0 | 0 | 0 | 0 | 1299440.88 | 1299440.88 | 0 | 0 | 0 | 0 | 0 | 0 | 1299440.88 | 1299440.88 | [8 empty] | 73584 |  | 21 | [9 empty] | N |  | N |  |  |  |  | 6.4218 | 1103.1394 | 6.4218 | 490.1321 | 0.025184 | 1.7976 | 0.025184 | 1.1105 |  |  |  | 2040 | 119905.6667
Mass Electric | NE North | Merrimack Valley | Ward Hill 43 | Haverhill | 14-2354 | Haverhill | N | Mixed | 23 | 45.2 | 3.5708 | 0 | 67627.2 | Estimated | 19.3 | Partial | No | [24 empty] | 0 | 0 | [24 empty] | 0 | 0 | 0% | 0 | 0 | 0 | 0 | 0 | 0 | 0 | 0 | 0 | 0 | 0 | 0 | 0 | 0 | 0 | 0 | 0 | #VALUE! | 0 | 0 | 0 | 0 | 0 | 0 | 0 | #VALUE! | [8 empty] | 67627.2 |  | 19.3 | [9 empty] | N |  | N |  |  |  |  | 0 | 0 | 0 | 0 | 0 | 0 | 0 | 0 |  |  |  | 0 | 0
Mass Electric | NE North | Merrimack Valley | Methuen 5 | Methuen | 14-2355 | Lawrence, Methuen | N | OH | 23 | 44.02 | 4.25 | 76.8333 | 68328 | Estimated | 19.5 | No | No | [24 empty] | 0 | 0 | [24 empty] | 0 | 0 | 0% | 0 | 0 | 0 | 0 | 0 | 0 | 0 | 0 | 0 | 0 | 0 | 0 | 0 | 0 | 0 | 0 | 0 | #VALUE! | 0 | 0 | 0 | 0 | 0 | 0 | 0 | #VALUE! | [8 empty] | 68328 |  | 19.5 | [9 empty] | N |  | N |  |  |  |  | 0 | 4 | 0 | 4 | 0 | 0.051282 | 0 | 0.051282 |  |  |  | 0 | 104
Mass Electric | NE North | Merrimack Valley | Ward Hill 43 | Haverhill | 14-2356 | Haverhill | N | OH | 23 | 45.2 | 4.3284 | 1 | 59568 | Estimated | 17 | Partial | No | [24 empty] | 0 | 0 | [24 empty] | 0 | 0 | 0% | 0 | 0 | 0 | 0 | 0 | 0 | 0 | 0 | 0 | 0 | 0 | 0 | 0 | 0 | 0 | 0 | 0 | #VALUE! | 0 | 0 | 0 | 0 | 0 | 0 | 0 | #VALUE! | [8 empty] | 59568 |  | 17 | [9 empty] | N |  | N |  |  |  |  | 0 | 1838.3333 | 0 | 813.3333 | 0 | 1.6667 | 0 | 1 |  |  |  | 0 | 269.3333
Mass Electric | NE North | Merrimack Valley | North Andover Jct 71 | North Andover | 14-2358 | Haverhill, North Andover | N | OH | 23 | 44.02 | 3.9735 | 2 | 60619.2 | Estimated | 17.3 | No | No | [12 empty] | 1 | 1 |  |  | 4 | 4 | [6 empty] | 5 | 5 | [12 empty] | 3200 | 3200 |  |  | 5997.88 | 5997.88 | [6 empty] | 9197.88 | 9197.88 | 53.17% | 0 | 0 | 0 | 0 | 0 | 0 | 0 | 0 | 0 | 0 | 0 | 0 | 16146432 | 16146432 | 0 | 0 | 7040551.4592 | 7040551.4592 | 0 | 0 | 0 | 0 | 0 | 0 | 23186983.4592 | 23186983.4592 | [8 empty] | 60619.2 |  | 17.3 | [9 empty] | N |  | N |  |  |  |  | 0 | 2487.8333 | 0 | 0 | 0 | 0.66667 | 0 | 0 |  |  |  | 0 | 0
Mass Electric | NE North | Merrimack Valley | King Street 18 | Groveland | 14-2367 | Boxford, Georgetown, Groveland, Newbury, Newburyport | N | OH | 23 | 45.22 | 14.2759 | 1 | 105120 | Estimated | 30 | Partial | No | [24 empty] | 0 | 0 | [24 empty] | 0 | 0 | 0% | 0 | 0 | 0 | 0 | 0 | 0 | 0 | 0 | 0 | 0 | 0 | 0 | 0 | 0 | 0 | 0 | 0 | #VALUE! | 0 | 0 | 0 | 0 | 0 | 0 | 0 | #VALUE! | [8 empty] | 105120 |  | 30 | [9 empty] | N |  | N |  |  |  |  | 0 | 995.1667 | 0 | 621.1667 | 0 | 0.83333 | 0 | 0.5 |  |  |  | 0 | 0
Mass Electric | NE North | Merrimack Valley | Ward Hill 43 | Haverhill | 14-2371 | Haverhill | N | OH | 23 | 47.01 | 2.3896 | 4 | 111076.8 | Estimated | 31.7 | No | No | [20 empty] | 1 | 1 |  |  | 1 | 1 | [20 empty] | 10 | 10 |  |  | 10 | 10 | 0.03155% | 0 | 0 | 0 | 0 | 0 | 0 | 0 | 0 | 0 | 0 | 0 | 0 | 0 | 0 | 0 | 0 | 0 | #VALUE! | 0 | 0 | 32762.4 | 32762.4 | 0 | 0 | 32762.4 | #VALUE! | [8 empty] | 111076.8 |  | 31.7 | [9 empty] | N |  | N |  |  |  |  | 0 | 227.8333 | 0 | 83.1667 | 0 | 0.75 | 0 | 0.66667 |  |  |  | 0 | 266
Mass Electric | NE North | Merrimack Valley | South Broadway 45 | Lawrence | 14-2374 | Andover, Lawrence | N | OH | 23 | 45.2 | 4.1564 | 79.6667 | 45201.6 | Estimated | 12.9 | No | No | [24 empty] | 0 | 0 | [24 empty] | 0 | 0 | 0% | 0 | 0 | 0 | 0 | 0 | 0 | 0 | 0 | 0 | 0 | 0 | 0 | 0 | 0 | 0 | 0 | 0 | #VALUE! | 0 | 0 | 0 | 0 | 0 | 0 | 0 | #VALUE! | [8 empty] | 45201.6 |  | 12.9 | [9 empty] | N |  | N |  |  |  |  | 0 | 1655.5569 | 0 | 91.1463 | 0 | 1.2841 | 0 | 0.65854 |  |  |  | 0 | 3186
Mass Electric | NE North | Merrimack Valley | West Amesbury 275 | Amesbury | 14-2377N | Amesbury, Salisbury | N | OH | 23 | 45.2 | 10.114 | 5.6667 | 80592 | Estimated | 23 | Partial | No | [16 empty] | 2 | 2 | [6 empty] | 2 | 2 | [16 empty] | 305 | 305 | [6 empty] | 305 | 305 | 1.326% | 0 | 0 | 0 | 0 | 0 | 0 | 0 | 0 | 0 | 0 | 0 | 0 | 0 | 0 | 0 | 0 | 358021.2 | 358021.2 | 0 | 0 | 0 | 0 | 0 | 0 | 358021.2 | 358021.2 | [8 empty] | 80592 |  | 23 | [9 empty] | N |  | N |  |  |  |  | 42.3529 | 2020.9804 | 42.3529 | 1.9804 | 1.0588 | 0.27451 | 1.0588 | -0.39216 |  |  |  | 240 | -136.6667
Mass Electric | NE North | Merrimack Valley | Meadowbrook 16 | Chelmsford | 14-2381 | Chelmsford, Lowell | N | OH | 23 | 35 | 1.5549 | 6.25 | 33638.4 | Estimated | 9.6 | Partial | No | [16 empty] | 1 | 1 | [6 empty] | 1 | 1 | [16 empty] | 266.4 | 266.4 | [6 empty] | 266.4 | 266.4 | 2.775% | 0 | 0 | 0 | 0 | 0 | 0 | 0 | 0 | 0 | 0 | 0 | 0 | 0 | 0 | 0 | 0 | 312710.976 | 312710.976 | 0 | 0 | 0 | 0 | 0 | 0 | 312710.976 | 312710.976 | [8 empty] | 33638.4 |  | 9.6 | [9 empty] | N |  | N |  |  |  |  | 4 | 143.9048 | 4 | 143.9048 | 0.16 | 0.22095 | 0.16 | 0.22095 |  |  |  | 0 | 0
Mass Electric | NE North | Merrimack Valley | Meadowbrook 16 | Chelmsford | 14-2382 | Chelmsford | N | OH | 23 | 16.25 | 0.28655 | 1 | 16819.2 | Estimated | 4.8 | Partial | No | [24 empty] | 0 | 0 | [24 empty] | 0 | 0 | 0% | 0 | 0 | 0 | 0 | 0 | 0 | 0 | 0 | 0 | 0 | 0 | 0 | 0 | 0 | 0 | 0 | 0 | #VALUE! | 0 | 0 | 0 | 0 | 0 | 0 | 0 | #VALUE! | [8 empty] | 16819.2 |  | 4.8 | [9 empty] | N |  | N |  |  |  |  | 0 | 23.3333 | 0 | 23.3333 | 0 | 0.33333 | 0 | 0.33333 |  |  |  | 0 | 23.3333
Mass Electric | NE North | Merrimack Valley | Boston Road 58 | Westford | 14-2383 | Chelmsford | N | OH | 23 | 40.6 | 4.1945 | 13 | 89352 | Estimated | 25.5 | Partial | No | [24 empty] | 0 | 0 | [24 empty] | 0 | 0 | 0% | 0 | 0 | 0 | 0 | 0 | 0 | 0 | 0 | 0 | 0 | 0 | 0 | 0 | 0 | 0 | 0 | 0 | #VALUE! | 0 | 0 | 0 | 0 | 0 | 0 | 0 | #VALUE! | [8 empty] | 89352 |  | 25.5 | [9 empty] | N |  | N |  |  |  |  | 1186 | 1636.6667 | 1186 | -749.3333 | 3 | -1.6667 | 3 | -2.3333 |  |  |  | 6773 | -3485
Mass Electric | NE North | Merrimack Valley | Billerica 70 | Billerica | 14-2384 | Billerica, Chelmsford, Westford | N | OH | 23 | 45.2 | 21.8263 | 49 | 31991.52 | Estimated | 9.13 | Partial | No | [24 empty] | 0 | 0 | [24 empty] | 0 | 0 | 0% | 0 | 0 | 0 | 0 | 0 | 0 | 0 | 0 | 0 | 0 | 0 | 0 | 0 | 0 | 0 | 0 | 0 | #VALUE! | 0 | 0 | 0 | 0 | 0 | 0 | 0 | #VALUE! | [8 empty] | 31991.52 |  | 9.13 | [9 empty] | N |  | N |  |  |  |  | 523.5102 | 298.6767 | 523.5102 | -424.5594 | 1.2449 | -0.49543 | 1.2449 | -0.7732 |  |  |  | 25652 | -21055.3333
Mass Electric | NE North | Merrimack Valley | Billerica 70 | Billerica | 14-2385 | Billerica, Lowell, Tewksbury | N | OH | 23 | 32.51 | 9.5157 | 25.0833 | 22425.6 | Estimated | 6.4 | Partial | No | [16 empty] | 3 | 3 | [6 empty] | 3 | 3 | [16 empty] | 8109 | 8109 | [6 empty] | 8109 | 8109 | 126.7% | 0 | 0 | 0 | 0 | 0 | 0 | 0 | 0 | 0 | 0 | 0 | 0 | 0 | 0 | 0 | 0 | 9518668.56 | 9518668.56 | 0 | 0 | 0 | 0 | 0 | 0 | 9518668.56 | 9518668.56 | [8 empty] | 22425.6 |  | 6.4 | [9 empty] | N |  | N |  |  |  |  | 188.3721 | 559.9446 | 188.3721 | 295.6246 | 0.91694 | 1.2743 | 0.91694 | 0.95433 |  |  |  | 4202 | 2329.6667
Mass Electric | NE North | Merrimack Valley | Boulevard 77 | Lowell | 14-2386 | Chelmsford, Dracut, Lowell | N | Mixed | 23 | 51.4 | 4.1919 | 1 | 57062.64 | Estimated | 16.285 | Partial | No | [24 empty] | 0 | 0 | [24 empty] | 0 | 0 | 0% | 0 | 0 | 0 | 0 | 0 | 0 | 0 | 0 | 0 | 0 | 0 | 0 | 0 | 0 | 0 | 0 | 0 | #VALUE! | 0 | 0 | 0 | 0 | 0 | 0 | 0 | #VALUE! | [8 empty] | 57062.64 |  | 16.285 | [9 empty] | N |  | N |  |  |  |  | 731 | -475.3333 | 731 | -644.6667 | 1 | -0.33333 | 1 | -0.66667 |  |  |  | 0 | 0
Mass Electric | NE North | Merrimack Valley | Sandy Pond 237 | Ayer | 14-2388 | Westford | N | OH | 23 | 37.13 | 7.0693 | 5 | 76737.6 | Estimated | 21.9 | Partial | No | [24 empty] | 0 | 0 | [24 empty] | 0 | 0 | 0% | 0 | 0 | 0 | 0 | 0 | 0 | 0 | 0 | 0 | 0 | 0 | 0 | 0 | 0 | 0 | 0 | 0 | #VALUE! | 0 | 0 | 0 | 0 | 0 | 0 | 0 | #VALUE! | [8 empty] | 76737.6 |  | 21.9 | [9 empty] | N |  | N |  |  |  |  | 2128 | 238 | 0 | 957.6667 | 1.2 | -0.066667 | 0 | 0.8 |  |  |  | 0 | 599
Mass Electric | NE North | Merrimack Valley | Billerica 70 | Billerica | 14-2389 | Billerica | N | Mixed | 23 | 20.32 | 3.9742 | 8 | 21374.4 | Estimated | 6.1 | Partial | No | [24 empty] | 0 | 0 | [24 empty] | 0 | 0 | 0% | 0 | 0 | 0 | 0 | 0 | 0 | 0 | 0 | 0 | 0 | 0 | 0 | 0 | 0 | 0 | 0 | 0 | #VALUE! | 0 | 0 | 0 | 0 | 0 | 0 | 0 | #VALUE! | [8 empty] | 21374.4 |  | 6.1 | [9 empty] | N |  | N |  |  |  |  | 249 | 939.5556 | 249 | 216.2222 | 1 | 0 | 1 | -0.33333 |  |  |  | 1992 | 1837.3333
Mass Electric | NE North | Merrimack Valley | West Amesbury 275 | Amesbury | 14-2396N | Amesbury, Salisbury | N | OH | 23 | 45.21 | 8.2659 | 6.8333 | 66576 | Estimated | 19 | Partial | No | [24 empty] | 0 | 0 | [24 empty] | 0 | 0 | 0% | 0 | 0 | 0 | 0 | 0 | 0 | 0 | 0 | 0 | 0 | 0 | 0 | 0 | 0 | 0 | 0 | 0 | #VALUE! | 0 | 0 | 0 | 0 | 0 | 0 | 0 | #VALUE! | [8 empty] | 66576 |  | 19 | [9 empty] | N |  | N |  |  |  |  | 98.3415 | 1350.5681 | 98.3415 | 5.5681 | 0.87805 | 1.2406 | 0.87805 | 0.2406 |  |  |  | 672 | 1290.3333
Mass Electric | NE North | Merrimack Valley | King St 18 | Haverhill | 14-2403 | Groveland, Haverhill | N | OH | 23 | 52.2 | 3.9845 | 2 | 37843.2 | Estimated | 10.8 | Partial | No | [24 empty] | 0 | 0 | [24 empty] | 0 | 0 | 0% | 0 | 0 | 0 | 0 | 0 | 0 | 0 | 0 | 0 | 0 | 0 | 0 | 0 | 0 | 0 | 0 | 0 | #VALUE! | 0 | 0 | 0 | 0 | 0 | 0 | 0 | #VALUE! | [8 empty] | 37843.2 |  | 10.8 | [9 empty] | N |  | N |  |  |  |  | 99 | 1089.5 | 99 | -4.5 | 0 | 0.83333 | 0 | 0.5 |  |  |  | 0 | 189
Mass Electric | NE North | Merrimack Valley | King St 18 | Haverhill | 14-2405 | Georgetown, Groveland, Newbury, Newburyport | N | OH | 23 | 72.5 | 20.2811 | 1 | 110726.4 | Estimated | 31.6 | Partial | No | [16 empty] | 1 | 1 |  |  | 1 | 1 |  |  | 2 | 2 | [16 empty] | 375 | 375 |  |  | 600 | 600 |  |  | 975 | 975 | 3.085% | 0 | 0 | 0 | 0 | 0 | 0 | 0 | 0 | 0 | 0 | 0 | 0 | 0 | 0 | 0 | 0 | 440190 | 440190 | 0 | 0 | 1965744 | 1965744 | 0 | 0 | 2405934 | 2405934 | [8 empty] | 110726.4 |  | 31.6 | [9 empty] | N |  | N |  |  |  |  | 130 | 320.3333 | 130 | -48.6667 | 1 | 0 | 1 | -0.33333 |  |  |  | 0 | 0
Mass Electric | NE North | Merrimack Valley | Concord Road 24 | Chelmsford | 14-24L1 | Chelmsford | N | OH | 13.2 | 11.6602 | 26.5591 | 1876.75 | 27852.3414 | Estimated | 7.9487 | Partial | No | [16 empty] | 92 | 92 | [6 empty] | 92 | 92 | [16 empty] | 1607.41 | 1607.41 | [6 empty] | 1607.41 | 1607.41 | 20.22% | 0 | 0 | 0 | 0 | 0 | 0 | 0 | 0 | 0 | 0 | 0 | 0 | 0 | 0 | 0 | 0 | 1886842.1544 | 1886842.1544 | 0 | 0 | 0 | 0 | 0 | 0 | 1886842.1544 | 1886842.1544 | [8 empty] | 27852.3414 |  | 7.9487 | [9 empty] | N |  | N |  |  |  |  | 239.5236 | 1046.8819 | 183.7293 | 282.802 | 1.4328 | 2.3847 | 1.3928 | 1.5545 |  |  |  | 2059 | 726515.3333
Mass Electric | NE North | Merrimack Valley | Concord Road 24 | Chelmsford | 14-24L2 | Chelmsford, Westford | N | Mixed | 13.2 | 8.5965 | 32.9809 | 1490.5833 | 19493.9686 | Estimated | 5.5633 | Partial | No | [16 empty] | 93 | 93 | [6 empty] | 93 | 93 | [16 empty] | 892.31 | 892.31 | [6 empty] | 892.31 | 892.31 | 16.04% | 0 | 0 | 0 | 0 | 0 | 0 | 0 | 0 | 0 | 0 | 0 | 0 | 0 | 0 | 0 | 0 | 1047429.1704 | 1047429.1704 | 0 | 0 | 0 | 0 | 0 | 0 | 1047429.1704 | 1047429.1704 | [8 empty] | 19493.9686 |  | 5.5633 | [9 empty] | N |  | N |  |  |  |  | 520.1601 | 906.2946 | 293.0001 | 42.4998 | 2.9975 | -1.4265 | 2.7043 | -1.5707 |  |  |  | 84897 | 8569.3333
Mass Electric | NE North | Merrimack Valley | Concord Road 24 | Chelmsford | 14-24L3 | Billerica, Chelmsford | N | Mixed | 13.2 | 10.1512 | 16.5678 | 935.5833 | 25502.3835 | Estimated | 7.2781 | No | No | [6 empty] | 1 | 1 | [8 empty] | 44 | 44 | [6 empty] | 45 | 45 | [6 empty] | 5 | 5 | [8 empty] | 425.455 | 425.455 | [6 empty] | 430.455 | 430.455 | 5.914% | 0 | 0 | 0 | 0 | 0 | 0 | 16381.2 | 16381.2 | 0 | 0 | 0 | 0 | 0 | 0 | 0 | 0 | 499416.0972 | 499416.0972 | 0 | 0 | 0 | 0 | 0 | 0 | 515797.2972 | 515797.2972 | [8 empty] | 25502.3835 |  | 7.2781 | [9 empty] | N |  | N |  |  |  |  | 463.9672 | 1400.653 | 387.0142 | -97.5776 | 3.4011 | -1.5694 | 3.2108 | -2.0815 |  |  |  | 60450 | 26605.6667
Mass Electric | NE North | Merrimack Valley | West Amesbury 275 | Amesbury | 14-275L2 | Amesbury | N | Mixed | 13.2 | 12.1174 | 34.5195 | 2934.25 | 15899.4 | Metered | 8.0707 | Partial | No | [16 empty] | 120 | 120 | 1 | 1 |  |  |  |  | 121 | 121 | [16 empty] | 1460.12 | 1460.12 | 0 | 0 |  |  |  |  | 1460.12 | 1460.12 | 18.09% | 0 | 0 | 0 | 0 | 0 | 0 | 0 | 0 | 0 | 0 | 0 | 0 | 0 | 0 | 0 | 0 | 1713947.2608 | 1713947.2608 | 0 | 0 | 0 | 0 | 0 | 0 | 1713947.2608 | 1713947.2608 | [8 empty] | 15899.4 |  | 8.0707 | [9 empty] | N |  | N |  |  |  |  | 69.6082 | 367.1823 | 47.877 | 47.9185 | 0.20039 | 0.54577 | 0.19153 | 0.42916 |  |  |  | 0 | 82079
Mass Electric | NE North | Merrimack Valley | West Amesbury 275 | Amesbury | 14-275L4 | Amesbury, Salisbury | N | Mixed | 13.2 | 12.1174 | 36.832 | 1979.9167 | 34047.6848 | Estimated | 9.7168 | Partial | No | [16 empty] | 111 | 111 | 1 | 1 |  |  |  |  | 112 | 112 | [16 empty] | 10134.18 | 10134.18 | 4894 | 4894 |  |  |  |  | 15028.18 | 15028.18 | 154.7% | 0 | 0 | 0 | 0 | 0 | 0 | 0 | 0 | 0 | 0 | 0 | 0 | 0 | 0 | 0 | 0 | 11895905.8512 | 11895905.8512 | 5744772.96 | 5744772.96 | 0 | 0 | 0 | 0 | 17640678.8112 | 17640678.8112 | [8 empty] | 34047.6848 |  | 9.7168 | [9 empty] | N |  | N |  |  |  |  | 353.6997 | 186.7702 | 343.7508 | -129.2094 | 2.7749 | -0.9857 | 2.7643 | -1.1457 |  |  |  | 602402 | -299668.3333
Mass Electric | NE North | Merrimack Valley | Lawrence 2 | Lawrence | 14-2J1 | Lawrence | N | UG | 4.16 | 2.9398 | 1.4663 | 231.6667 | 2575.2431 | Estimated | 0.73494 | No | No | [24 empty] | 0 | 0 | [24 empty] | 0 | 0 | 0% | 0 | 0 | 0 | 0 | 0 | 0 | 0 | 0 | 0 | 0 | 0 | 0 | 0 | 0 | 0 | 0 | 0 | #VALUE! | 0 | 0 | 0 | 0 | 0 | 0 | 0 | #VALUE! | [8 empty] | 2575.2431 |  | 0.73494 | [9 empty] | N |  | N |  |  |  |  | 78.2806 | -41.0788 | 78.2806 | -41.0788 | 0.33669 | -0.25741 | 0.33669 | -0.25741 |  |  |  | 0 | 0
Mass Electric | NE North | Merrimack Valley | Lawrence 2 | Lawrence | 14-2J2 | Lawrence | N | UG | 4.16 | 2.9398 | 1.1148 | 321.3333 | 3913.3596 | Estimated | 1.1168 | No | No | [16 empty] | 1 | 1 | [6 empty] | 1 | 1 | [16 empty] | 3.8 | 3.8 | [6 empty] | 3.8 | 3.8 | 0.3402% | 0 | 0 | 0 | 0 | 0 | 0 | 0 | 0 | 0 | 0 | 0 | 0 | 0 | 0 | 0 | 0 | 4460.592 | 4460.592 | 0 | 0 | 0 | 0 | 0 | 0 | 4460.592 | 4460.592 | [8 empty] | 3913.3596 |  | 1.1168 | [9 empty] | N |  | N |  |  |  |  | 0 | 31.6951 | 0 | 30.0754 | 0 | 0.015343 | 0 | 0.014197 |  |  |  | 0 | 0
Mass Electric | NE North | Merrimack Valley | Lawrence 2 | Lawrence | 14-2J3 | Lawrence | N | UG | 4.16 | 2.9398 | 1.9218 | 301.9167 | 5503.9509 | Estimated | 1.5708 | No | No | [24 empty] | 0 | 0 | [24 empty] | 0 | 0 | 0% | 0 | 0 | 0 | 0 | 0 | 0 | 0 | 0 | 0 | 0 | 0 | 0 | 0 | 0 | 0 | 0 | 0 | #VALUE! | 0 | 0 | 0 | 0 | 0 | 0 | 0 | #VALUE! | [8 empty] | 5503.9509 |  | 1.5708 | [9 empty] | N |  | N |  |  |  |  | 0 | 18.8198 | 0 | 18.8198 | 0 | 0.3321 | 0 | 0.3321 |  |  |  | 0 | 1171.3333
Mass Electric | NE North | Merrimack Valley | Lawrence 2 | Lawrence | 14-2J4 | Lawrence | N | Mixed | 4.16 | 2.9398 | 2.7763 | 864.6667 | 7018.7997 | Estimated | 2.0031 | No | No | [16 empty] | 17 | 17 | [6 empty] | 17 | 17 | [16 empty] | 172.26 | 172.26 | [6 empty] | 172.26 | 172.26 | 8.6% | 0 | 0 | 0 | 0 | 0 | 0 | 0 | 0 | 0 | 0 | 0 | 0 | 0 | 0 | 0 | 0 | 202205.6784 | 202205.6784 | 0 | 0 | 0 | 0 | 0 | 0 | 202205.6784 | 202205.6784 | [8 empty] | 7018.7997 |  | 2.0031 | [9 empty] | N |  | N |  |  |  |  | 0 | 14.7993 | 0 | 11.8134 | 0 | 0.042056 | 0 | 0.04087 |  |  |  | 0 | 0
Mass Electric | NE North | Merrimack Valley | Lawrence 2 | Lawrence | 14-2J5 | Lawrence | N | UG | 4.16 | 2.2913 | 0.38125 | 73 | 1641.0863 | Estimated | 0.46835 | No | No | [24 empty] | 0 | 0 | [24 empty] | 0 | 0 | 0% | 0 | 0 | 0 | 0 | 0 | 0 | 0 | 0 | 0 | 0 | 0 | 0 | 0 | 0 | 0 | 0 | 0 | #VALUE! | 0 | 0 | 0 | 0 | 0 | 0 | 0 | #VALUE! | [8 empty] | 1641.0863 |  | 0.46835 | [9 empty] | N |  | N |  |  |  |  | 0 | 0 | 0 | 0 | 0 | 0 | 0 | 0 |  |  |  | 0 | 0
Mass Electric | NE North | Merrimack Valley | Lawrence 2 | Lawrence | 14-2J6 | Lawrence | N | UG | 4.16 | 2.1976 | 2.121 | 387.8333 | 4418.3092 | Estimated | 1.2609 | No | No | [24 empty] | 0 | 0 | [24 empty] | 0 | 0 | 0% | 0 | 0 | 0 | 0 | 0 | 0 | 0 | 0 | 0 | 0 | 0 | 0 | 0 | 0 | 0 | 0 | 0 | #VALUE! | 0 | 0 | 0 | 0 | 0 | 0 | 0 | #VALUE! | [8 empty] | 4418.3092 |  | 1.2609 | [9 empty] | N |  | N |  |  |  |  | 0 | 0 | 0 | 0 | 0 | 0 | 0 | 0 |  |  |  | 0 | 0
Mass Electric | NE North | Merrimack Valley | Lawrence 2 | Lawrence | 14-2J7 | Lawrence | N | UG | 4.16 | 2.1112 | 0.64924 | 9 | 328.2173 | Estimated | 0.093669 | No | No | [24 empty] | 0 | 0 | [24 empty] | 0 | 0 | 0% | 0 | 0 | 0 | 0 | 0 | 0 | 0 | 0 | 0 | 0 | 0 | 0 | 0 | 0 | 0 | 0 | 0 | #VALUE! | 0 | 0 | 0 | 0 | 0 | 0 | 0 | #VALUE! | [8 empty] | 328.2173 |  | 0.093669 | [9 empty] | N |  | N |  |  |  |  | 0 | 0 | 0 | 0 | 0 | 0 | 0 | 0 |  |  |  | 0 | 0
Mass Electric | NE North | Merrimack Valley | Lawrence 2 | Lawrence | 14-2J8 | Lawrence | N | Mixed | 4.16 | 2.9398 | 4.0665 | 491.1667 | 7675.2342 | Estimated | 2.1904 | No | No | [12 empty] | 1 | 1 | [10 empty] | 1 | 1 | [12 empty] | 75 | 75 | [10 empty] | 75 | 75 | 3.424% | 0 | 0 | 0 | 0 | 0 | 0 | 0 | 0 | 0 | 0 | 0 | 0 | 378432 | 378432 | 0 | 0 | 0 | #VALUE! | 0 | 0 | 0 | 0 | 0 | 0 | 378432 | #VALUE! | [8 empty] | 7675.2342 |  | 2.1904 | [9 empty] | N |  | N |  |  |  |  | 9.3288 | 74.6812 | 9.3288 | 8.0967 | 0.0040719 | 0.097257 | 0.0040719 | 0.077055 |  |  |  | 4456 | -3939.3333
Mass Electric | NE North | Merrimack Valley | North Chelmsford 2 | Chelmsford | 14-2L1 | Chelmsford, Tyngsborough, Westford | N | Mixed | 13.2 | 8.848 | 22.1831 | 2291.75 | 12871.555 | Metered | 6.8589 | Partial | No | [16 empty] | 63 | 63 | [6 empty] | 63 | 63 | [16 empty] | 831.45 | 831.45 | [6 empty] | 831.45 | 831.45 | 12.12% | 0 | 0 | 0 | 0 | 0 | 0 | 0 | 0 | 0 | 0 | 0 | 0 | 0 | 0 | 0 | 0 | 975989.268 | 975989.268 | 0 | 0 | 0 | 0 | 0 | 0 | 975989.268 | 975989.268 | [8 empty] | 12871.555 |  | 6.8589 | [9 empty] | N |  | N |  |  |  |  | 134.6643 | 880.8032 | 134.6643 | 38.4433 | 0.77452 | 0.58867 | 0.77452 | 0.25061 |  |  |  | 0 | 130927.3333
Mass Electric | NE North | Merrimack Valley | North Chelmsford 2 | Chelmsford | 14-2L2 | Chelmsford, Lowell | N | OH | 13.2 | 8.345 | 13.1746 | 2852.5 | 21571.525 | Metered | 6.9046 | Partial | No | [16 empty] | 94 | 94 | 2 | 2 |  |  |  |  | 96 | 96 | [16 empty] | 682.3 | 682.3 | 15.2 | 15.2 |  |  |  |  | 697.5 | 697.5 | 10.1% | 0 | 0 | 0 | 0 | 0 | 0 | 0 | 0 | 0 | 0 | 0 | 0 | 0 | 0 | 0 | 0 | 800911.032 | 800911.032 | 17842.368 | 17842.368 | 0 | 0 | 0 | 0 | 818753.4 | 818753.4 | [8 empty] | 21571.525 |  | 6.9046 | [9 empty] | N |  | N |  |  |  |  | 249.0496 | 271.2459 | 248.8063 | -176.1947 | 2.0764 | -0.8212 | 2.0761 | -1.179 |  |  |  | 647558 | -540741
Mass Electric | NE North | Merrimack Valley | North Chelmsford 2 | Chelmsford | 14-2L3 | Chelmsford, Lowell | N | OH | 13.2 | 10.1741 | 10.7674 | 2452.4167 | 35854.409 | Metered | 7.6591 | Partial | No | [16 empty] | 55 | 55 | [6 empty] | 55 | 55 | [16 empty] | 993.39 | 993.39 | [6 empty] | 993.39 | 993.39 | 12.97% | 0 | 0 | 0 | 0 | 0 | 0 | 0 | 0 | 0 | 0 | 0 | 0 | 0 | 0 | 0 | 0 | 1166080.9176 | 1166080.9176 | 0 | 0 | 0 | 0 | 0 | 0 | 1166080.9176 | 1166080.9176 | [8 empty] | 35854.409 |  | 7.6591 | [9 empty] | N |  | N |  |  |  |  | 26.0041 | 201.4669 | 14.6284 | 93.0877 | 0.20673 | 1.0584 | 0.19369 | 1.0414 |  |  |  | 0 | 9753.3333
Mass Electric | NE North | Merrimack Valley | North Chelmsford 2 | Chelmsford | 14-2L4 | Chelmsford, Lowell | N | Mixed | 13.2 | 11.6602 | 14.2367 | 1281.3333 | 35761.514 | Metered | 7.5753 | Partial | No | [8 empty] | 1 | 1 | [6 empty] | 19 | 19 | [6 empty] | 20 | 20 | [8 empty] | 460 | 460 | [6 empty] | 1664.93 | 1664.93 | [6 empty] | 2124.93 | 2124.93 | 28.05% | 0 | 0 | 0 | 0 | 0 | 0 | 0 | 0 | 2953696.8 | 2953696.8 | 0 | 0 | 0 | 0 | 0 | 0 | 1954361.4312 | 1954361.4312 | 0 | 0 | 0 | 0 | 0 | 0 | 4908058.2312 | 4908058.2312 | [8 empty] | 35761.514 |  | 7.5753 | [9 empty] | N |  | N |  |  |  |  | 251.5754 | 1266.1076 | 251.5754 | -193.5813 | 2.0479 | -0.67191 | 2.0479 | -1.3393 |  |  |  | 238396 | -167068.3333
Mass Electric | NE North | Merrimack Valley | Perry Street 3 | Lowell | 14-301 | Lowell | N | UG | 13.8 | 5.9444 | 0.88144 | 8.6667 | 4272.6506 | Estimated | 1.2194 | Partial | No | [24 empty] | 0 | 0 | [24 empty] | 0 | 0 | 0% | 0 | 0 | 0 | 0 | 0 | 0 | 0 | 0 | 0 | 0 | 0 | 0 | 0 | 0 | 0 | 0 | 0 | #VALUE! | 0 | 0 | 0 | 0 | 0 | 0 | 0 | #VALUE! | [8 empty] | 4272.6506 |  | 1.2194 | [9 empty] | N |  | N |  |  |  |  | 0 | 2 | 0 | 2 | 0 | 0.33333 | 0 | 0.33333 |  |  |  | 0 | 0
Mass Electric | NE North | Merrimack Valley | Perry Street 3 | Lowell | 14-304 | Lowell | N | UG | 13.8 | 5.4871 | 2.9972 | 323.3333 | 9666.8721 | Estimated | 2.7588 | No | No | [16 empty] | 1 | 1 | [6 empty] | 1 | 1 | [16 empty] | 275 | 275 | [6 empty] | 275 | 275 | 9.968% | 0 | 0 | 0 | 0 | 0 | 0 | 0 | 0 | 0 | 0 | 0 | 0 | 0 | 0 | 0 | 0 | 322806 | 322806 | 0 | 0 | 0 | 0 | 0 | 0 | 322806 | 322806 | [8 empty] | 9666.8721 |  | 2.7588 | [9 empty] | N |  | N |  |  |  |  | 248.1804 | 15.896 | 248.1804 | 15.896 | 1.0052 | 0.31609 | 1.0052 | 0.31609 |  |  |  | 80245 | -5487
Mass Electric | NE North | Merrimack Valley | Perry Street 3 | Lowell | 14-306 | Lowell | N | OH | 13.8 | 6.2873 | 2.0453 | 16.25 | 2483.4782 | Estimated | 0.70876 | Partial | No | [24 empty] | 0 | 0 | [24 empty] | 0 | 0 | 0% | 0 | 0 | 0 | 0 | 0 | 0 | 0 | 0 | 0 | 0 | 0 | 0 | 0 | 0 | 0 | 0 | 0 | #VALUE! | 0 | 0 | 0 | 0 | 0 | 0 | 0 | #VALUE! | [8 empty] | 2483.4782 |  | 0.70876 | [9 empty] | N |  | N |  |  |  |  | 0 | 417.7619 | 0 | 417.7619 | 0 | 1.6667 | 0 | 1.6667 |  |  |  | 0 | 3859.3333
Mass Electric | NE North | Merrimack Valley | Perry Street 3 | Lowell | 14-308 | Lowell, Tewksbury | N | OH | 13.8 | 27.2 | 4.1587 | 9.5 | 34816.377 | Metered | 7.5 | Partial | No | [24 empty] | 0 | 0 | [24 empty] | 0 | 0 | 0% | 0 | 0 | 0 | 0 | 0 | 0 | 0 | 0 | 0 | 0 | 0 | 0 | 0 | 0 | 0 | 0 | 0 | #VALUE! | 0 | 0 | 0 | 0 | 0 | 0 | 0 | #VALUE! | [8 empty] | 34816.377 |  | 7.5 | [9 empty] | N |  | N |  |  |  |  | 62.3158 | 86.6842 | 62.3158 | 86.6842 | 0.84211 | -0.17544 | 0.84211 | -0.17544 |  |  |  | 592 | 900
Mass Electric | NE North | Merrimack Valley | Bridge St Boott Mill | Lowell | 14-310 | Lowell | N | UG | 13.8 | 0 | 1.7246 | 130.5833 | 0 | Estimated | 0 | Partial | No | [24 empty] | 0 | 0 | [24 empty] | 0 | 0 | 0% | 0 | 0 | 0 | 0 | 0 | 0 | 0 | 0 | 0 | 0 | 0 | 0 | 0 | 0 | 0 | 0 | 0 | #VALUE! | 0 | 0 | 0 | 0 | 0 | 0 | 0 | #VALUE! | [8 empty] | 0 |  | 0 | [9 empty] | N |  | N |  |  |  |  | 345.3274 | -224.7141 | 129.2967 | -8.6835 | 0.0076579 | 1.3231 | 0.0076579 | 1.3231 |  |  |  | 16884 | -13002.6667
Mass Electric | NE North | Merrimack Valley | Perry Street 3 | Lowell | 14-312 | Lowell | N | OH | 13.8 | 5.0299 | 2.968 | 357.4167 | 10921.9632 | Estimated | 3.117 | No | No | [16 empty] | 2 | 2 | [6 empty] | 2 | 2 | [16 empty] | 208 | 208 | [6 empty] | 208 | 208 | 6.673% | 0 | 0 | 0 | 0 | 0 | 0 | 0 | 0 | 0 | 0 | 0 | 0 | 0 | 0 | 0 | 0 | 244158.72 | 244158.72 | 0 | 0 | 0 | 0 | 0 | 0 | 244158.72 | 244158.72 | [8 empty] | 10921.9632 |  | 3.117 | [9 empty] | N |  | N |  |  |  |  | 314.4845 | -137.9788 | 314.4845 | -137.9788 | 2.1543 | -0.80832 | 2.1543 | -0.80832 |  |  |  | 112402 | -57428.3333
Mass Electric | NE North | Merrimack Valley | Centralville 8 | Lowell | 14-315 | Lowell | N | UG | 13.8 | 7.2019 | 2.6727 | 1.3333 | 320.4488 | Estimated | 0.091452 | No | No | [24 empty] | 0 | 0 | [24 empty] | 0 | 0 | 0% | 0 | 0 | 0 | 0 | 0 | 0 | 0 | 0 | 0 | 0 | 0 | 0 | 0 | 0 | 0 | 0 | 0 | #VALUE! | 0 | 0 | 0 | 0 | 0 | 0 | 0 | #VALUE! | [8 empty] | 320.4488 |  | 0.091452 | [9 empty] | N |  | N |  |  |  |  | 0 | 89.6667 | 0 | 89.6667 | 0 | 0.66667 | 0 | 0.66667 |  |  |  | 0 | 145.3333
Mass Electric | NE North | Merrimack Valley | Quebec Street 17 | Lowell | 14-318 | Lowell | N | Mixed | 13.8 | 11.8 | 1.8411 | 57.1667 | 24528 | Estimated | 7 | No | No | [24 empty] | 0 | 0 | [24 empty] | 0 | 0 | 0% | 0 | 0 | 0 | 0 | 0 | 0 | 0 | 0 | 0 | 0 | 0 | 0 | 0 | 0 | 0 | 0 | 0 | #VALUE! | 0 | 0 | 0 | 0 | 0 | 0 | 0 | #VALUE! | [8 empty] | 24528 |  | 7 | [9 empty] | N |  | N |  |  |  |  | 895.3819 | -806.1955 | 0 | 89.1864 | 0.99708 | -0.33607 | 0 | 0.66102 |  |  |  | 0 | 5262
Mass Electric | NE North | Merrimack Valley | Quebec Street 17 | Lowell | 14-319 | Lowell | N | Mixed | 13.8 | 11.8 | 2.5286 | 32.8333 | 24878.4 | Estimated | 7.1 | Partial | No | [24 empty] | 0 | 0 | [24 empty] | 0 | 0 | 0% | 0 | 0 | 0 | 0 | 0 | 0 | 0 | 0 | 0 | 0 | 0 | 0 | 0 | 0 | 0 | 0 | 0 | #VALUE! | 0 | 0 | 0 | 0 | 0 | 0 | 0 | #VALUE! | [8 empty] | 24878.4 |  | 7.1 | [9 empty] | N |  | N |  |  |  |  | 2070.2437 | -1982.0325 | 0 | 88.2111 | 2.1624 | -1.5513 | 0 | 0.61111 |  |  |  | 0 | 486.3333
Mass Electric | NE North | Merrimack Valley | Water Street 31 | Haverhill | 14-31J1 | Haverhill | N | UG | 4.16 | 0 | 1.307 | 122.9167 | 0 | Estimated | 0 | No | No | [16 empty] | 3 | 3 | [6 empty] | 3 | 3 | [16 empty] | 117.4 | 117.4 | [6 empty] | 117.4 | 117.4 | 0% | 0 | 0 | 0 | 0 | 0 | 0 | 0 | 0 | 0 | 0 | 0 | 0 | 0 | 0 | 0 | 0 | 137808.816 | 137808.816 | 0 | 0 | 0 | 0 | 0 | 0 | 137808.816 | 137808.816 | [8 empty] | 0 |  | 0 | [9 empty] | N |  | N |  |  |  |  | 1416.7241 | -1155.781 | 1416.7241 | -1155.781 | 6.9885 | -5.0438 | 6.9885 | -5.0438 |  |  |  | 135166 | -113331
Mass Electric | NE North | Merrimack Valley | Water Street 31 | Haverhill | 14-31J2 | Haverhill | N | UG | 4.16 | 0 | 1.1939 | 50.9167 | 0 | Estimated | 0 | No | No | [24 empty] | 0 | 0 | [24 empty] | 0 | 0 | 0% | 0 | 0 | 0 | 0 | 0 | 0 | 0 | 0 | 0 | 0 | 0 | 0 | 0 | 0 | 0 | 0 | 0 | #VALUE! | 0 | 0 | 0 | 0 | 0 | 0 | 0 | #VALUE! | [8 empty] | 0 |  | 0 | [9 empty] | N |  | N |  |  |  |  | 1032.9624 | -820.2181 | 1007.8232 | -795.0789 | 3.928 | -1.857 | 3.5352 | -1.4642 |  |  |  | 42909 | -31064
Mass Electric | NE North | Merrimack Valley | Water Street 31 | Haverhill | 14-31J3 | Haverhill | N | OH | 4.16 | 1.8229 | 2.9561 | 292.5833 | 0 | Estimated | 0 | No | No | [16 empty] | 9 | 9 | [6 empty] | 9 | 9 | [16 empty] | 45.84 | 45.84 | [6 empty] | 45.84 | 45.84 | 0% | 0 | 0 | 0 | 0 | 0 | 0 | 0 | 0 | 0 | 0 | 0 | 0 | 0 | 0 | 0 | 0 | 53808.8256 | 53808.8256 | 0 | 0 | 0 | 0 | 0 | 0 | 53808.8256 | 53808.8256 | [8 empty] | 0 |  | 0 | [9 empty] | N |  | N |  |  |  |  | 285.8912 | 1641.6987 | 158.9052 | 36.5838 | 4.1322 | -2.3093 | 3.0214 | -1.6216 |  |  |  | 0 | 51799.3333
Mass Electric | NE North | Merrimack Valley | Water Street 31 | Haverhill | 14-31J4 | Haverhill | N | UG | 4.16 | 2.0103 | 0.67614 | 0 | 0 | Estimated | 0 | No | No | [24 empty] | 0 | 0 | [24 empty] | 0 | 0 | 0% | 0 | 0 | 0 | 0 | 0 | 0 | 0 | 0 | 0 | 0 | 0 | 0 | 0 | 0 | 0 | 0 | 0 | #VALUE! | 0 | 0 | 0 | 0 | 0 | 0 | 0 | #VALUE! | [8 empty] | 0 |  | 0 | [9 empty] | N |  | N |  |  |  |  | 0 | 0 | 0 | 0 | 0 | 0 | 0 | 0 |  |  |  | 0 | 0
Mass Electric | NE North | Merrimack Valley | Water Street 31 | Haverhill | 14-31J5 | Haverhill | N | OH | 4.16 | 1.6068 | 2.0697 | 263.25 | 0 | Estimated | 0 | No | No | [16 empty] | 1 | 1 | [6 empty] | 1 | 1 | [16 empty] | 6.3 | 6.3 | [6 empty] | 6.3 | 6.3 | 0% | 0 | 0 | 0 | 0 | 0 | 0 | 0 | 0 | 0 | 0 | 0 | 0 | 0 | 0 | 0 | 0 | 7395.192 | 7395.192 | 0 | 0 | 0 | 0 | 0 | 0 | 7395.192 | 7395.192 | [8 empty] | 0 |  | 0 | [9 empty] | N |  | N |  |  |  |  | 203.4492 | -153.5033 | 180.1102 | -138.8334 | 4.2279 | -3.7286 | 3.8632 | -3.3665 |  |  |  | 3198 | 5062
Mass Electric | NE North | Merrimack Valley | Water Street 31 | Haverhill | 14-31J6 | Haverhill | N | Mixed | 4.16 | 1.7581 | 2.2061 | 461.4167 | 0 | Estimated | 0 | No | No | [12 empty] | 2 | 2 |  |  | 1 | 1 | [6 empty] | 3 | 3 | [12 empty] | 135 | 135 |  |  | 60 | 60 | [6 empty] | 195 | 195 | 0% | 0 | 0 | 0 | 0 | 0 | 0 | 0 | 0 | 0 | 0 | 0 | 0 | 681177.6 | 681177.6 | 0 | 0 | 70430.4 | 70430.4 | 0 | 0 | 0 | 0 | 0 | 0 | 751608 | 751608 | [8 empty] | 0 |  | 0 | [9 empty] | N |  | N |  |  |  |  | 230.7199 | -164.9287 | 230.7199 | -164.9287 | 4.0137 | -3.0065 | 4.0137 | -3.0065 |  |  |  | 0 | 18036.6667
Mass Electric | NE North | Merrimack Valley | Water Street 31 | Haverhill | 14-31J7 | Haverhill | N | Mixed | 4.16 | 2.4426 | 3.0263 | 337.3333 | 0 | Estimated | 0 | No | No | [16 empty] | 6 | 6 | [6 empty] | 6 | 6 | [16 empty] | 32.31 | 32.31 | [6 empty] | 32.31 | 32.31 | 0% | 0 | 0 | 0 | 0 | 0 | 0 | 0 | 0 | 0 | 0 | 0 | 0 | 0 | 0 | 0 | 0 | 37926.7704 | 37926.7704 | 0 | 0 | 0 | 0 | 0 | 0 | 37926.7704 | 37926.7704 | [8 empty] | 0 |  | 0 | [9 empty] | N |  | N |  |  |  |  | 232.2332 | 2164.2226 | 168.4862 | 0.25165 | 4.0257 | -2.2279 | 3.0296 | -1.7377 |  |  |  | 1360 | 53307
Mass Electric | NE North | Merrimack Valley | Walnut Street 32 | Haverhill | 14-32J1 | Haverhill | N | UG | 4.16 | 2.1688 | 0.79659 | 82.8333 | 0 | Estimated | 0 | No | No | [16 empty] | 1 | 1 | [6 empty] | 1 | 1 | [16 empty] | 46.8 | 46.8 | [6 empty] | 46.8 | 46.8 | 0% | 0 | 0 | 0 | 0 | 0 | 0 | 0 | 0 | 0 | 0 | 0 | 0 | 0 | 0 | 0 | 0 | 54935.712 | 54935.712 | 0 | 0 | 0 | 0 | 0 | 0 | 54935.712 | 54935.712 | [8 empty] | 0 |  | 0 | [9 empty] | N |  | N |  |  |  |  | 0 | 91.3163 | 0 | 91.3163 | 0 | 1.0213 | 0 | 1.0213 |  |  |  | 0 | 7869.6667
Mass Electric | NE North | Merrimack Valley | Walnut Street 32 | Haverhill | 14-32J3 | Haverhill | N | UG | 4.16 | 1.7005 | 0.25777 | 203.75 | 0 | Estimated | 0 | No | No | [24 empty] | 0 | 0 | [24 empty] | 0 | 0 | 0% | 0 | 0 | 0 | 0 | 0 | 0 | 0 | 0 | 0 | 0 | 0 | 0 | 0 | 0 | 0 | 0 | 0 | #VALUE! | 0 | 0 | 0 | 0 | 0 | 0 | 0 | #VALUE! | [8 empty] | 0 |  | 0 | [9 empty] | N |  | N |  |  |  |  | 317.2417 | 347.7888 | 317.2417 | -285.0047 | 4.7706 | -3.5707 | 4.7706 | -3.859 |  |  |  | 62208 | -49288
Mass Electric | NE North | Merrimack Valley | Walnut Street 32 | Haverhill | 14-32J4 | Haverhill | N | UG | 4.16 | 1.9743 | 1.1055 | 228 | 0 | Estimated | 0 | No | No | [24 empty] | 0 | 0 | [24 empty] | 0 | 0 | 0% | 0 | 0 | 0 | 0 | 0 | 0 | 0 | 0 | 0 | 0 | 0 | 0 | 0 | 0 | 0 | 0 | 0 | #VALUE! | 0 | 0 | 0 | 0 | 0 | 0 | 0 | #VALUE! | [8 empty] | 0 |  | 0 | [9 empty] | N |  | N |  |  |  |  | 243.4781 | -208.725 | 243.4781 | -208.725 | 3.3728 | -2.5902 | 3.3728 | -2.5902 |  |  |  | 54388 | -54388
Mass Electric | NE North | Merrimack Valley | Walnut Street 32 | Haverhill | 14-32J5 | Haverhill | N | UG | 4.16 | 2.6588 | 1.1687 | 201 | 0 | Estimated | 0 | No | No | [24 empty] | 0 | 0 | [24 empty] | 0 | 0 | 0% | 0 | 0 | 0 | 0 | 0 | 0 | 0 | 0 | 0 | 0 | 0 | 0 | 0 | 0 | 0 | 0 | 0 | #VALUE! | 0 | 0 | 0 | 0 | 0 | 0 | 0 | #VALUE! | [8 empty] | 0 |  | 0 | [9 empty] | N |  | N |  |  |  |  | 80.4826 | 37.2498 | 80.4826 | 37.2498 | 1.8458 | -1.1815 | 1.8458 | -1.1815 |  |  |  | 15252 | 756
Mass Electric | NE North | Merrimack Valley | Walnut Street 32 | Haverhill | 14-32J6 | Haverhill | N | UG | 4.16 | 1.7221 | 0.40303 | 9 | 0 | Estimated | 0 | No | No | [24 empty] | 0 | 0 | [24 empty] | 0 | 0 | 0% | 0 | 0 | 0 | 0 | 0 | 0 | 0 | 0 | 0 | 0 | 0 | 0 | 0 | 0 | 0 | 0 | 0 | #VALUE! | 0 | 0 | 0 | 0 | 0 | 0 | 0 | #VALUE! | [8 empty] | 0 |  | 0 | [9 empty] | N |  | N |  |  |  |  | 87 | -82 | 87 | -82 | 2 | -1.6667 | 2 | -1.6667 |  |  |  | 738 | -738
Mass Electric | NE North | Merrimack Valley | Walnut Street 32 | Haverhill | 14-32J7 | Haverhill | N | UG | 4.16 | 1.5708 | 0.41458 | 203.1667 | 0 | Estimated | 0 | No | No | [24 empty] | 0 | 0 | [24 empty] | 0 | 0 | 0% | 0 | 0 | 0 | 0 | 0 | 0 | 0 | 0 | 0 | 0 | 0 | 0 | 0 | 0 | 0 | 0 | 0 | #VALUE! | 0 | 0 | 0 | 0 | 0 | 0 | 0 | #VALUE! | [8 empty] | 0 |  | 0 | [9 empty] | N |  | N |  |  |  |  | 0 | 55.6229 | 0 | 51.0673 | 0 | 0.083712 | 0 | 0.082102 |  |  |  | 0 | 10366.6667
Mass Electric | NE North | Merrimack Valley | Walnut Street 32 | Haverhill | 14-32J8 | Haverhill | N | UG | 4.16 | 1.8878 | 1.7136 | 328.1667 | 0 | Estimated | 0 | No | No | [16 empty] | 1 | 1 | [6 empty] | 1 | 1 | [16 empty] | 82 | 82 | [6 empty] | 82 | 82 | 0% | 0 | 0 | 0 | 0 | 0 | 0 | 0 | 0 | 0 | 0 | 0 | 0 | 0 | 0 | 0 | 0 | 96254.88 | 96254.88 | 0 | 0 | 0 | 0 | 0 | 0 | 96254.88 | 96254.88 | [8 empty] | 0 |  | 0 | [9 empty] | N |  | N |  |  |  |  | 238.8664 | -175.8064 | 238.8664 | -217.1221 | 1.7186 | -1.3453 | 1.7186 | -1.3612 |  |  |  | 56808 | -56808
Mass Electric | NE North | Merrimack Valley | Walnut Street 32 | Haverhill | 14-32J9 | Haverhill | N | UG | 4.16 | 2.1544 | 0.26761 | 2.9167 | 0 | Estimated | 0 | No | No | [24 empty] | 0 | 0 | [24 empty] | 0 | 0 | 0% | 0 | 0 | 0 | 0 | 0 | 0 | 0 | 0 | 0 | 0 | 0 | 0 | 0 | 0 | 0 | 0 | 0 | #VALUE! | 0 | 0 | 0 | 0 | 0 | 0 | 0 | #VALUE! | [8 empty] | 0 |  | 0 | [9 empty] | N |  | N |  |  |  |  | 0 | 1.4583 | 0 | 1.4583 | 0 | 0.097222 | 0 | 0.097222 |  |  |  | 0 | 0
Mass Electric | NE North | Merrimack Valley | East Boxford 33 | Boxford | 14-33L1 | Boxford, Rowley | N | Mixed | 13.2 | 11.7973 | 31.9926 | 993.4167 | 11176.67 | Metered | 3.5666 | Partial | No | [16 empty] | 34 | 34 | [6 empty] | 34 | 34 | [16 empty] | 263.94 | 263.94 | [6 empty] | 263.94 | 263.94 | 7.4% | 0 | 0 | 0 | 0 | 0 | 0 | 0 | 0 | 0 | 0 | 0 | 0 | 0 | 0 | 0 | 0 | 309823.3296 | 309823.3296 | 0 | 0 | 0 | 0 | 0 | 0 | 309823.3296 | 309823.3296 | [8 empty] | 11176.67 |  | 3.5666 | [9 empty] | N |  | N |  |  |  |  | 755.998 | 1851.1879 | 269.8958 | 191.0351 | 3.5786 | -0.48329 | 3.2574 | -1.0959 |  |  |  | 245700 | -106514.6667
Mass Electric | NE North | Merrimack Valley | East Boxford 33 | Boxford | 14-33L2 | Boxford | N | Mixed | 13.2 | 8.2307 | 38.1818 | 1058.5833 | 16063.557 | Metered | 4.6869 | Partial | No | [16 empty] | 35 | 35 | 2 | 2 |  |  |  |  | 37 | 37 | [16 empty] | 259.72 | 259.72 | 20 | 20 |  |  |  |  | 279.72 | 279.72 | 5.968% | 0 | 0 | 0 | 0 | 0 | 0 | 0 | 0 | 0 | 0 | 0 | 0 | 0 | 0 | 0 | 0 | 304869.7248 | 304869.7248 | 23476.8 | 23476.8 | 0 | 0 | 0 | 0 | 328346.5248 | 328346.5248 | [8 empty] | 16063.557 |  | 4.6869 | [9 empty] | N |  | N |  |  |  |  | 224.1458 | 2040.5524 | 18.1611 | 478.3738 | 0.14831 | 2.2736 | 0.080296 | 1.2336 |  |  |  | 0 | 403956.3333
Mass Electric | NE North | Merrimack Valley | Byfield 34 | Newbury | 14-34M1 | Newbury, West Newbury | N | OH | 4.8 | 3.2175 | 10.1102 | 426.75 | 3117.0929 | Estimated | 0.88958 | No | No | [16 empty] | 29 | 29 | [6 empty] | 29 | 29 | [16 empty] | 243.19 | 243.19 | [6 empty] | 243.19 | 243.19 | 27.34% | 0 | 0 | 0 | 0 | 0 | 0 | 0 | 0 | 0 | 0 | 0 | 0 | 0 | 0 | 0 | 0 | 285466.1496 | 285466.1496 | 0 | 0 | 0 | 0 | 0 | 0 | 285466.1496 | 285466.1496 | [8 empty] | 3117.0929 |  | 0.88958 | [9 empty] | N |  | N |  |  |  |  | 242.7581 | 941.6525 | 95.3228 | 92.4707 | 1.3896 | 0.48942 | 1.1154 | 0.39573 |  |  |  | 0 | 0
Mass Electric | NE North | Merrimack Valley | Newburyport 36 | Newburyport | 14-36J1 | Newburyport | N | Mixed | 4.16 | 2.2913 | 1.1146 | 289 | 1817.77 | Metered | 0.93669 | No | No | [16 empty] | 1 | 1 | [6 empty] | 1 | 1 | [16 empty] | 7.6 | 7.6 | [6 empty] | 7.6 | 7.6 | 0.8114% | 0 | 0 | 0 | 0 | 0 | 0 | 0 | 0 | 0 | 0 | 0 | 0 | 0 | 0 | 0 | 0 | 8921.184 | 8921.184 | 0 | 0 | 0 | 0 | 0 | 0 | 8921.184 | 8921.184 | [8 empty] | 1817.77 |  | 0.93669 | [9 empty] | N |  | N |  |  |  |  | 0 | 457.9726 | 0 | 0 | 0 | 0.32877 | 0 | 0 |  |  |  | 0 | 0
Mass Electric | NE North | Merrimack Valley | Newburyport 36 | Newburyport | 14-36J2 | Newburyport | N | Mixed | 4.16 | 2.0175 | 1.8451 | 252.25 | 2648.814 | Metered | 1.405 | No | No | [16 empty] | 3 | 3 | [6 empty] | 3 | 3 | [16 empty] | 37.6 | 37.6 | [6 empty] | 37.6 | 37.6 | 2.676% | 0 | 0 | 0 | 0 | 0 | 0 | 0 | 0 | 0 | 0 | 0 | 0 | 0 | 0 | 0 | 0 | 44136.384 | 44136.384 | 0 | 0 | 0 | 0 | 0 | 0 | 44136.384 | 44136.384 | [8 empty] | 2648.814 |  | 1.405 | [9 empty] | N |  | N |  |  |  |  | 0 | 598.4099 | 0 | 114.9138 | 0 | 1.3294 | 0 | 0.9987 |  |  |  | 0 | 29089.3333
Mass Electric | NE North | Merrimack Valley | Newburyport 36 | Newburyport | 14-36J3 | Newburyport | N | OH | 4.16 | 2.212 | 1.4922 | 463.8333 | 3127.958 | Metered | 1.65 | No | No | [16 empty] | 8 | 8 | [6 empty] | 8 | 8 | [16 empty] | 41.44 | 41.44 | [6 empty] | 41.44 | 41.44 | 2.511% | 0 | 0 | 0 | 0 | 0 | 0 | 0 | 0 | 0 | 0 | 0 | 0 | 0 | 0 | 0 | 0 | 48643.9296 | 48643.9296 | 0 | 0 | 0 | 0 | 0 | 0 | 48643.9296 | 48643.9296 | [8 empty] | 3127.958 |  | 1.65 | [9 empty] | N |  | N |  |  |  |  | 0.34495 | 577.337 | 0.34495 | 11.2626 | 0.01078 | 1.4103 | 0.01078 | 0.081277 |  |  |  | 0 | 0
Mass Electric | NE North | Merrimack Valley | Newburyport 36 | Newburyport | 14-36J4 | Newburyport | N | Mixed | 4.16 | 2.0175 | 1.4585 | 166.6667 | 5269.387 | Metered | 1.2465 | No | No | [24 empty] | 0 | 0 | [24 empty] | 0 | 0 | 0% | 0 | 0 | 0 | 0 | 0 | 0 | 0 | 0 | 0 | 0 | 0 | 0 | 0 | 0 | 0 | 0 | 0 | #VALUE! | 0 | 0 | 0 | 0 | 0 | 0 | 0 | #VALUE! | [8 empty] | 5269.387 |  | 1.2465 | [9 empty] | N |  | N |  |  |  |  | 0 | 561.1498 | 0 | 42.028 | 0 | 0.99017 | 0 | 0.66082 |  |  |  | 0 | 0
Mass Electric | NE North | Merrimack Valley | Newburyport 36 | Newburyport | 14-36J5 | Newburyport | N | Mixed | 4.16 | 2.176 | 0.067614 | 30.25 | 2.06 | Metered | 0.0072053 | No | No | [24 empty] | 0 | 0 | [24 empty] | 0 | 0 | 0% | 0 | 0 | 0 | 0 | 0 | 0 | 0 | 0 | 0 | 0 | 0 | 0 | 0 | 0 | 0 | 0 | 0 | #VALUE! | 0 | 0 | 0 | 0 | 0 | 0 | 0 | #VALUE! | [8 empty] | 2.06 |  | 0.0072053 | [9 empty] | N |  | N |  |  |  |  | 0 | 467 | 0 | 2.6667 | 0 | 0.66667 | 0 | 0.33333 |  |  |  | 0 | 0
Mass Electric | NE North | Merrimack Valley | Newburyport 36 | Newburyport | 14-36J6 | Newburyport | N | OH | 4.16 | 2.6588 | 2.5587 | 749.9167 | 7036.825 | Metered | 2.14 | No | No | [16 empty] | 8 | 8 | [6 empty] | 8 | 8 | [16 empty] | 30.48 | 30.48 | [6 empty] | 30.48 | 30.48 | 1.424% | 0 | 0 | 0 | 0 | 0 | 0 | 0 | 0 | 0 | 0 | 0 | 0 | 0 | 0 | 0 | 0 | 35778.6432 | 35778.6432 | 0 | 0 | 0 | 0 | 0 | 0 | 35778.6432 | 35778.6432 | [8 empty] | 7036.825 |  | 2.14 | [9 empty] | N |  | N |  |  |  |  | 0 | 536.3913 | 0 | 79.3992 | 0 | 0.65481 | 0 | 0.32675 |  |  |  | 0 | 60264
Mass Electric | NE North | Merrimack Valley | Newburyport 36 | Newburyport | 14-36L1 | Newburyport | N | Mixed | 13.2 | 11.7745 | 22.7163 | 3391 | 18250.69 | Metered | 9.6254 | Partial | No | [12 empty] | 1 | 1 |  |  | 85 | 85 | 1 | 1 |  |  |  |  | 87 | 87 | [12 empty] | 1.2 | 1.2 |  |  | 508.58 | 508.58 | 5.2 | 5.2 |  |  |  |  | 514.98 | 514.98 | 5.35% | 0 | 0 | 0 | 0 | 0 | 0 | 0 | 0 | 0 | 0 | 0 | 0 | 6054.912 | 6054.912 | 0 | 0 | 596991.5472 | 596991.5472 | 6103.968 | 6103.968 | 0 | 0 | 0 | 0 | 609150.4272 | 609150.4272 | [8 empty] | 18250.69 |  | 9.6254 | [9 empty] | N |  | N |  |  |  |  | 105.8835 | 534.1202 | 91.2262 | 65.4366 | 1.2327 | 0.094478 | 1.1961 | -0.42016 |  |  |  | 140806 | 21450.3333
Mass Electric | NE North | Merrimack Valley | Newburyport 36 | Newburyport | 14-36L2 | Newbury, Newburyport | N | OH | 13.2 | 11.7973 | 15.1477 | 2026.3333 | 39499.539 | Metered | 9.1681 | Partial | No |  |  | 1 | 1 | [12 empty] | 58 | 58 | [6 empty] | 59 | 59 |  |  | 1020 | 1020 | [12 empty] | 1015.104 | 1015.104 | [6 empty] | 2035.104 | 2035.104 | 22.2% | 0 | 0 | 3574080 | 3574080 | 0 | 0 | 0 | 0 | 0 | 0 | 0 | 0 | 0 | 0 | 0 | 0 | 1191569.6794 | 1191569.6794 | 0 | 0 | 0 | 0 | 0 | 0 | 4765649.6794 | 4765649.6794 | [8 empty] | 39499.539 |  | 9.1681 | [9 empty] | N |  | N |  |  |  |  | 22.1158 | 761.1522 | 8.3397 | 264.1425 | 0.099687 | 2.5687 | 0.092285 | 1.9032 |  |  |  | 0 | 212326.3333
Mass Electric | NE North | Merrimack Valley | Perry Street 3 | Lowell | 14-3J1 | Lowell | N | OH | 4.16 | 2.5219 | 2.6659 | 184 | 2647.374 | Metered | 1.2465 | Partial | No | [24 empty] | 0 | 0 | [24 empty] | 0 | 0 | 0% | 0 | 0 | 0 | 0 | 0 | 0 | 0 | 0 | 0 | 0 | 0 | 0 | 0 | 0 | 0 | 0 | 0 | #VALUE! | 0 | 0 | 0 | 0 | 0 | 0 | 0 | #VALUE! | [8 empty] | 2647.374 |  | 1.2465 | [9 empty] | N |  | N |  |  |  |  | 1.6576 | 7.7643 | 1.6576 | 7.7643 | 0.33152 | 0.30355 | 0.33152 | 0.30355 |  |  |  | 0 | 1469.3333
Mass Electric | NE North | Merrimack Valley | Perry Street 3 | Lowell | 14-3J2 | Lowell | N | UG | 4.16 | 2.4498 | 1.5002 | 191.0833 | 2549.8 | Metered | 1.2489 | Partial | No | [24 empty] | 0 | 0 | [24 empty] | 0 | 0 | 0% | 0 | 0 | 0 | 0 | 0 | 0 | 0 | 0 | 0 | 0 | 0 | 0 | 0 | 0 | 0 | 0 | 0 | #VALUE! | 0 | 0 | 0 | 0 | 0 | 0 | 0 | #VALUE! | [8 empty] | 2549.8 |  | 1.2489 | [9 empty] | N |  | N |  |  |  |  | 466.812 | -273.6376 | 466.812 | -273.6376 | 2.5068 | -1.4125 | 2.5068 | -1.4125 |  |  |  | 89200 | -54912
Mass Electric | NE North | Merrimack Valley | Perry Street 3 | Lowell | 14-3J3 | Lowell | N | OH | 4.16 | 2.2337 | 1.6941 | 11 | 977.622 | Metered | 0.22817 | Partial | No | [16 empty] | 1 | 1 | [6 empty] | 1 | 1 | [16 empty] | 30 | 30 | [6 empty] | 30 | 30 | 13.15% | 0 | 0 | 0 | 0 | 0 | 0 | 0 | 0 | 0 | 0 | 0 | 0 | 0 | 0 | 0 | 0 | 35215.2 | 35215.2 | 0 | 0 | 0 | 0 | 0 | 0 | 35215.2 | 35215.2 | [8 empty] | 977.622 |  | 0.22817 | [9 empty] | N |  | N |  |  |  |  | 59.8182 | -29.3737 | 59.8182 | -29.3737 | 0.36364 | 0.080808 | 0.36364 | 0.080808 |  |  |  | 638 | -638
Mass Electric | NE North | Merrimack Valley | Perry Street 3 | Lowell | 14-3J4 | Lowell | N | Mixed | 4.16 | 2.2697 | 3.7133 | 644.75 | 3524.857 | Metered | 1.5251 | Partial | No | [16 empty] | 5 | 5 | [6 empty] | 5 | 5 | [16 empty] | 25.2 | 25.2 | [6 empty] | 25.2 | 25.2 | 1.652% | 0 | 0 | 0 | 0 | 0 | 0 | 0 | 0 | 0 | 0 | 0 | 0 | 0 | 0 | 0 | 0 | 29580.768 | 29580.768 | 0 | 0 | 0 | 0 | 0 | 0 | 29580.768 | 29580.768 | [8 empty] | 3524.857 |  | 1.5251 | [9 empty] | N |  | N |  |  |  |  | 133.0562 | -45.8496 | 129.7681 | -43.369 | 1.8317 | -0.46482 | 1.8255 | -0.45914 |  |  |  | 83668 | -35985.3333
Mass Electric | NE North | Merrimack Valley | Andover 3 | Andover | 14-3J40 | Andover | N | OH | 4.16 | 2.2048 | 1.2741 | 171.25 | 504.9496 | Estimated | 0.14411 | No | No | [16 empty] | 2 | 2 | [6 empty] | 2 | 2 | [16 empty] | 63.6 | 63.6 | [6 empty] | 63.6 | 63.6 | 44.13% | 0 | 0 | 0 | 0 | 0 | 0 | 0 | 0 | 0 | 0 | 0 | 0 | 0 | 0 | 0 | 0 | 74656.224 | 74656.224 | 0 | 0 | 0 | 0 | 0 | 0 | 74656.224 | 74656.224 | [8 empty] | 504.9496 |  | 0.14411 | [9 empty] | N |  | N |  |  |  |  | 42.0204 | 1120.6428 | 42.0204 | 196.4138 | 0.081752 | 2.0525 | 0.081752 | 1.4927 |  |  |  | 0 | 37054.6667
Mass Electric | NE North | Merrimack Valley | Andover 3 | Andover | 14-3J41 | Andover | N | OH | 4.16 | 2.2553 | 3.6089 | 418 | 5478.7034 | Estimated | 1.5636 | No | No | [16 empty] | 4 | 4 | [6 empty] | 4 | 4 | [16 empty] | 25.82 | 25.82 | [6 empty] | 25.82 | 25.82 | 1.651% | 0 | 0 | 0 | 0 | 0 | 0 | 0 | 0 | 0 | 0 | 0 | 0 | 0 | 0 | 0 | 0 | 30308.5488 | 30308.5488 | 0 | 0 | 0 | 0 | 0 | 0 | 30308.5488 | 30308.5488 | [8 empty] | 5478.7034 |  | 1.5636 | [9 empty] | N |  | N |  |  |  |  | 77.244 | 1257.4099 | 77.244 | -44.4975 | 0.076555 | 0.77112 | 0.076555 | 0.060664 |  |  |  | 0 | 0
Mass Electric | NE North | Merrimack Valley | Andover 3 | Andover | 14-3J42 | Andover | N | Mixed | 4.16 | 2.5507 | 3.875 | 318.25 | 504.9496 | Estimated | 0.14411 | No | No | [16 empty] | 1 | 1 | [6 empty] | 1 | 1 | [16 empty] | 7.44 | 7.44 | [6 empty] | 7.44 | 7.44 | 5.163% | 0 | 0 | 0 | 0 | 0 | 0 | 0 | 0 | 0 | 0 | 0 | 0 | 0 | 0 | 0 | 0 | 8733.3696 | 8733.3696 | 0 | 0 | 0 | 0 | 0 | 0 | 8733.3696 | 8733.3696 | [8 empty] | 504.9496 |  | 0.14411 | [9 empty] | N |  | N |  |  |  |  | 395.2427 | 638.0584 | 395.2427 | -338.3372 | 2.762 | -1.5212 | 2.762 | -2.1026 |  |  |  | 124639 | -98514.6667
Mass Electric | NE North | Merrimack Valley | Andover 3 | Andover | 14-3J43 | Andover | N | Mixed | 4.16 | 2.1328 | 1.3339 | 210.5 | 4039.597 | Estimated | 1.1529 | No | No | [16 empty] | 3 | 3 | [6 empty] | 3 | 3 | [16 empty] | 13.92 | 13.92 | [6 empty] | 13.92 | 13.92 | 1.207% | 0 | 0 | 0 | 0 | 0 | 0 | 0 | 0 | 0 | 0 | 0 | 0 | 0 | 0 | 0 | 0 | 16339.8528 | 16339.8528 | 0 | 0 | 0 | 0 | 0 | 0 | 16339.8528 | 16339.8528 | [8 empty] | 4039.597 |  | 1.1529 | [9 empty] | N |  | N |  |  |  |  | 0 | 1406.4216 | 0 | 112.6826 | 0 | 1.3473 | 0 | 0.68917 |  |  |  | 0 | 21072.6667
Mass Electric | NE North | Merrimack Valley | Andover 3 | Andover | 14-3J44 | Andover | N | OH | 4.16 | 2.1256 | 2.3059 | 229.4167 | 2196.5309 | Estimated | 0.62686 | No | No | [16 empty] | 5 | 5 | [6 empty] | 5 | 5 | [16 empty] | 29.19 | 29.19 | [6 empty] | 29.19 | 29.19 | 4.657% | 0 | 0 | 0 | 0 | 0 | 0 | 0 | 0 | 0 | 0 | 0 | 0 | 0 | 0 | 0 | 0 | 34264.3896 | 34264.3896 | 0 | 0 | 0 | 0 | 0 | 0 | 34264.3896 | 34264.3896 | [8 empty] | 2196.5309 |  | 0.62686 | [9 empty] | N |  | N |  |  |  |  | 0 | 2993.9004 | 0 | 556.3719 | 0 | 1.4543 | 0 | 0.45567 |  |  |  | 0 | 141621.3333
Mass Electric | NE North | Merrimack Valley | Andover 3 | Andover | 14-3J45 | Andover | N | OH | 4.16 | 2.3201 | 4.4161 | 570.4167 | 5933.1581 | Estimated | 1.6933 | No | No | [16 empty] | 4 | 4 | [6 empty] | 4 | 4 | [16 empty] | 22.8 | 22.8 | [6 empty] | 22.8 | 22.8 | 1.347% | 0 | 0 | 0 | 0 | 0 | 0 | 0 | 0 | 0 | 0 | 0 | 0 | 0 | 0 | 0 | 0 | 26763.552 | 26763.552 | 0 | 0 | 0 | 0 | 0 | 0 | 26763.552 | 26763.552 | [8 empty] | 5933.1581 |  | 1.6933 | [9 empty] | N |  | N |  |  |  |  | 5.4118 | 1425.305 | 5.4118 | 39.7441 | 0.015778 | 1.0843 | 0.015778 | 0.39413 |  |  |  | 0 | 7600
Mass Electric | NE North | Merrimack Valley | Perry Street 3 | Lowell | 14-3J5 | Lowell | N | UG | 4.16 | 2.1256 | 2.7386 | 83.0833 | 2135.533 | Metered | 1.309 | Partial | No | [24 empty] | 0 | 0 | [24 empty] | 0 | 0 | 0% | 0 | 0 | 0 | 0 | 0 | 0 | 0 | 0 | 0 | 0 | 0 | 0 | 0 | 0 | 0 | 0 | 0 | #VALUE! | 0 | 0 | 0 | 0 | 0 | 0 | 0 | #VALUE! | [8 empty] | 2135.533 |  | 1.309 | [9 empty] | N |  | N |  |  |  |  | 23.4704 | 277.1251 | 23.4704 | 277.1251 | 0.38516 | 0.82858 | 0.38516 | 0.82858 |  |  |  | 0 | 15960.3333
Mass Electric | NE North | Merrimack Valley | Perry Street 3 | Lowell | 14-3J6 | Lowell | N | UG | 4.16 | 2.4138 | 1.5705 | 254.4167 | 2742.532 | Metered | 0.6725 | Partial | No | [24 empty] | 0 | 0 | [24 empty] | 0 | 0 | 0% | 0 | 0 | 0 | 0 | 0 | 0 | 0 | 0 | 0 | 0 | 0 | 0 | 0 | 0 | 0 | 0 | 0 | #VALUE! | 0 | 0 | 0 | 0 | 0 | 0 | 0 | #VALUE! | [8 empty] | 2742.532 |  | 0.6725 | [9 empty] | N |  | N |  |  |  |  | 0 | 0 | 0 | 0 | 0 | 0 | 0 | 0 |  |  |  | 0 | 0
Mass Electric | NE North | Merrimack Valley | Perry Street 3 | Lowell | 14-3J7 | Lowell | N | OH | 4.16 | 2.6299 | 2.5259 | 1031.8333 | 3888.799 | Metered | 1.2657 | Partial | No | [16 empty] | 5 | 5 | [6 empty] | 5 | 5 | [16 empty] | 31.72 | 31.72 | [6 empty] | 31.72 | 31.72 | 2.506% | 0 | 0 | 0 | 0 | 0 | 0 | 0 | 0 | 0 | 0 | 0 | 0 | 0 | 0 | 0 | 0 | 37234.2048 | 37234.2048 | 0 | 0 | 0 | 0 | 0 | 0 | 37234.2048 | 37234.2048 | [8 empty] | 3888.799 |  | 1.2657 | [9 empty] | N |  | N |  |  |  |  | 2.8105 | 470.7594 | 2.8105 | 470.7594 | 0.56211 | 0.49296 | 0.56211 | 0.49296 |  |  |  | 0 | 496824.3333
Mass Electric | NE North | Merrimack Valley | Perry Street 3 | Lowell | 14-3L1 | Lowell | N | OH | 13.2 | 14.7467 | 0.80549 | 6 | 9672.792 | Metered | 1.6538 | Partial | No | [24 empty] | 0 | 0 | [24 empty] | 0 | 0 | 0% | 0 | 0 | 0 | 0 | 0 | 0 | 0 | 0 | 0 | 0 | 0 | 0 | 0 | 0 | 0 | 0 | 0 | #VALUE! | 0 | 0 | 0 | 0 | 0 | 0 | 0 | #VALUE! | [8 empty] | 9672.792 |  | 1.6538 | [9 empty] | N |  | N |  |  |  |  | 0 | 1.681 | 0 | 1.681 | 0 | 0.052956 | 0 | 0.052956 |  |  |  | 0 | 0
Mass Electric | NE North | Merrimack Valley | Perry Street 3 | Lowell | 14-3L2 | Lowell, Tewksbury | N | OH | 13.2 | 9.7168 | 6.3114 | 1671 | 34763.907 | Metered | 8.2612 | Partial | No | [16 empty] | 40 | 40 | [6 empty] | 40 | 40 | [16 empty] | 501.55 | 501.55 | [6 empty] | 501.55 | 501.55 | 6.071% | 0 | 0 | 0 | 0 | 0 | 0 | 0 | 0 | 0 | 0 | 0 | 0 | 0 | 0 | 0 | 0 | 588739.452 | 588739.452 | 0 | 0 | 0 | 0 | 0 | 0 | 588739.452 | 588739.452 | [8 empty] | 34763.907 |  | 8.2612 | [9 empty] | N |  | N |  |  |  |  | 32.7145 | 698.4028 | 32.7145 | 39.0353 | 0.38659 | 0.86798 | 0.38659 | 0.48333 |  |  |  | 10010 | 6182.6667
Mass Electric | NE North | Merrimack Valley | Perry Street 3 | Lowell | 14-3L4 | Chelmsford, Lowell, Tewksbury | N | OH | 13.2 | 13.1691 | 18.6919 | 4185.3333 | 43490.63 | Metered | 10.3265 | Partial | No | [16 empty] | 128 | 128 | [6 empty] | 128 | 128 | [16 empty] | 763.94 | 763.94 | [6 empty] | 763.94 | 763.94 | 7.398% | 0 | 0 | 0 | 0 | 0 | 0 | 0 | 0 | 0 | 0 | 0 | 0 | 0 | 0 | 0 | 0 | 896743.3296 | 896743.3296 | 0 | 0 | 0 | 0 | 0 | 0 | 896743.3296 | 896743.3296 | [8 empty] | 43490.63 |  | 10.3265 | [9 empty] | N |  | N |  |  |  |  | 48.318 | 118.4214 | 48.318 | 37.6538 | 0.30272 | 1.0487 | 0.30272 | 1.0165 |  |  |  | 67812 | 16005
Mass Electric | NE North | Merrimack Valley | Perry Street 3 | Lowell | 14-3L5 | Lowell | N | Mixed | 13.2 | 12.1174 | 16.1492 | 2645.5 | 38724.962 | Metered | 9.8159 | Partial | No | [16 empty] | 53 | 53 | [6 empty] | 53 | 53 | [16 empty] | 499.07 | 499.07 | [6 empty] | 499.07 | 499.07 | 5.084% | 0 | 0 | 0 | 0 | 0 | 0 | 0 | 0 | 0 | 0 | 0 | 0 | 0 | 0 | 0 | 0 | 585828.3288 | 585828.3288 | 0 | 0 | 0 | 0 | 0 | 0 | 585828.3288 | 585828.3288 | [8 empty] | 38724.962 |  | 9.8159 | [9 empty] | N |  | N |  |  |  |  | 225.5109 | 285.9763 | 225.5109 | 21.3049 | 2.0257 | 0.2303 | 2.0257 | 0.10058 |  |  |  | 563464 | 23665.6667
Mass Electric | NE North | Merrimack Valley | Ward Hill 43 | Haverhill | 14-43L1 | Haverhill, Lawrence, Methuen | N | OH | 13.2 | 0 | 0.075189 | 0 | 0 | Estimated | 0 | No | No | [16 empty] | 1 | 1 | [6 empty] | 1 | 1 | [16 empty] | 42 | 42 | [6 empty] | 42 | 42 | 0% | 0 | 0 | 0 | 0 | 0 | 0 | 0 | 0 | 0 | 0 | 0 | 0 | 0 | 0 | 0 | 0 | 49301.28 | 49301.28 | 0 | 0 | 0 | 0 | 0 | 0 | 49301.28 | 49301.28 | [8 empty] | 0 |  | 0 | [9 empty] | N |  | N |  |  |  |  | 0 | 232.1789 | 0 | 110.9399 | 0 | 1.3098 | 0 | 1.2847 |  |  |  | 0 | 176580.3333
Mass Electric | NE North | Merrimack Valley | Ward Hill 43 | Haverhill | 14-43L2 | Haverhill, Methuen | N | Mixed | 13.2 | 11.7745 | 19.0631 | 1091 | 5392.152 | Metered | 5.3728 | Partial | No | [16 empty] | 54 | 54 | 2 | 2 |  |  |  |  | 56 | 56 | [16 empty] | 349.14 | 349.14 | 3.8 | 3.8 |  |  |  |  | 352.94 | 352.94 | 6.569% | 0 | 0 | 0 | 0 | 0 | 0 | 0 | 0 | 0 | 0 | 0 | 0 | 0 | 0 | 0 | 0 | 409834.4976 | 409834.4976 | 4460.592 | 4460.592 | 0 | 0 | 0 | 0 | 414295.0896 | 414295.0896 | [8 empty] | 5392.152 |  | 5.3728 | [9 empty] | N |  | N |  |  |  |  | 15.594 | 1184.7976 | 14.6939 | 208.2673 | 0.082493 | 1.2724 | 0.079743 | 0.93572 |  |  |  | 0 | 57348
Mass Electric | NE North | Merrimack Valley | Ward Hill 43 | Haverhill | 14-43L3 | Haverhill | N | Mixed | 13.2 | 11.7745 | 16.025 | 2578.8333 | 29641.5138 | Estimated | 8.4593 | Partial | No | [16 empty] | 49 | 49 | [6 empty] | 49 | 49 | [16 empty] | 305.65 | 305.65 | [6 empty] | 305.65 | 305.65 | 3.613% | 0 | 0 | 0 | 0 | 0 | 0 | 0 | 0 | 0 | 0 | 0 | 0 | 0 | 0 | 0 | 0 | 358784.196 | 358784.196 | 0 | 0 | 0 | 0 | 0 | 0 | 358784.196 | 358784.196 | [8 empty] | 29641.5138 |  | 8.4593 | [9 empty] | N |  | N |  |  |  |  | 81.2158 | 768.6375 | 56.9905 | 261.6017 | 0.39824 | 1.0869 | 0.38583 | 0.73606 |  |  |  | 31676 | 560417.3333
Mass Electric | NE North | Merrimack Valley | Ward Hill 43 | Haverhill | 14-43L4 | Haverhill, Lawrence, Methuen | N | Mixed | 13.2 | 11.7745 | 23.4066 | 3066.0833 | 18105.3571 | Estimated | 5.1671 | Partial | No | [16 empty] | 162 | 162 | 1 | 1 |  |  |  |  | 163 | 163 | [16 empty] | 1014.665 | 1014.665 | 7.6 | 7.6 |  |  |  |  | 1022.265 | 1022.265 | 19.78% | 0 | 0 | 0 | 0 | 0 | 0 | 0 | 0 | 0 | 0 | 0 | 0 | 0 | 0 | 0 | 0 | 1191054.3636 | 1191054.3636 | 8921.184 | 8921.184 | 0 | 0 | 0 | 0 | 1199975.5476 | 1199975.5476 | [8 empty] | 18105.3571 |  | 5.1671 | [9 empty] | N |  | N |  |  |  |  | 55.0344 | 820.9415 | 55.0344 | 60.3316 | 0.38551 | 0.96104 | 0.38551 | 0.63083 |  |  |  | 4681 | 73284.3333
Mass Electric | NE North | Merrimack Valley | Ward Hill 43 | Haverhill | 14-43L6 | Haverhill | N | Mixed | 13.2 | 11.7745 | 15.4045 | 3018.75 | 32525.553 | Estimated | 9.2824 | Partial | No | [16 empty] | 59 | 59 | [6 empty] | 59 | 59 | [16 empty] | 381.81 | 381.81 | [6 empty] | 381.81 | 381.81 | 4.113% | 0 | 0 | 0 | 0 | 0 | 0 | 0 | 0 | 0 | 0 | 0 | 0 | 0 | 0 | 0 | 0 | 448183.8504 | 448183.8504 | 0 | 0 | 0 | 0 | 0 | 0 | 448183.8504 | 448183.8504 | [8 empty] | 32525.553 |  | 9.2824 | [9 empty] | N |  | N |  |  |  |  | 290.9416 | 1516.6665 | 283.523 | -240.7063 | 1.5593 | -0.53489 | 1.553 | -1.1973 |  |  |  | 837959 | -755245
Mass Electric | NE North | Merrimack Valley | Ward Hill 43 | Haverhill | 14-43L7 | Boxford, Haverhill, North Andover | N | Mixed | 13.2 | 6.8589 | 28.4373 | 1573 | 15942.3277 | Estimated | 4.5498 | Partial | No | [16 empty] | 50 | 50 | [6 empty] | 50 | 50 | [16 empty] | 5653.77 | 5653.77 | [6 empty] | 5653.77 | 5653.77 | 124.3% | 0 | 0 | 0 | 0 | 0 | 0 | 0 | 0 | 0 | 0 | 0 | 0 | 0 | 0 | 0 | 0 | 6636621.3768 | 6636621.3768 | 0 | 0 | 0 | 0 | 0 | 0 | 6636621.3768 | 6636621.3768 | [8 empty] | 15942.3277 |  | 4.5498 | [9 empty] | N |  | N |  |  |  |  | 32.3655 | 285.1221 | 32.3655 | 88.1441 | 0.45645 | 0.23782 | 0.45645 | 0.039042 |  |  |  | 0 | 153129.3333
Mass Electric | NE North | Merrimack Valley | Ward Hill 43 | Haverhill | 14-43L8 | Haverhill | N | Mixed | 13.2 | 11.7973 | 7.5004 | 214.1667 | 36050.4898 | Estimated | 10.2884 | Partial | No | [16 empty] | 7 | 7 | [6 empty] | 7 | 7 | [16 empty] | 670.48 | 670.48 | [6 empty] | 670.48 | 670.48 | 6.517% | 0 | 0 | 0 | 0 | 0 | 0 | 0 | 0 | 0 | 0 | 0 | 0 | 0 | 0 | 0 | 0 | 787036.2432 | 787036.2432 | 0 | 0 | 0 | 0 | 0 | 0 | 787036.2432 | 787036.2432 | [8 empty] | 36050.4898 |  | 10.2884 | [9 empty] | N |  | N |  |  |  |  | 288.3969 | 660.6397 | 288.3969 | -179.8512 | 1.5502 | -0.28999 | 1.5502 | -0.80102 |  |  |  | 61577 | -40991.6667
Mass Electric | NE North | Merrimack Valley | West Newbury 47 | West Newbury | 14-47L1 | Haverhill, Merrimack, West Newbury | N | Mixed | 13.2 | 9.7168 | 44.5163 | 865.3333 | 11594.46 | Metered | 4.8927 | Partial | No | [16 empty] | 136 | 136 | [6 empty] | 136 | 136 | [16 empty] | 970.8 | 970.8 | [6 empty] | 970.8 | 970.8 | 19.84% | 0 | 0 | 0 | 0 | 0 | 0 | 0 | 0 | 0 | 0 | 0 | 0 | 0 | 0 | 0 | 0 | 1139563.872 | 1139563.872 | 0 | 0 | 0 | 0 | 0 | 0 | 1139563.872 | 1139563.872 | [8 empty] | 11594.46 |  | 4.8927 | [9 empty] | N |  | N |  |  |  |  | 92.2743 | 1524.8384 | 72.1456 | 522.7923 | 0.20455 | 3.0284 | 0.1745 | 2.6495 |  |  |  | 0 | 552825.3333
Mass Electric | NE North | Merrimack Valley | West Newbury 47 | West Newbury | 14-47L2 | Newburyport, West Newbury | N | Mixed | 13.2 | 9.7168 | 45.2748 | 2593.25 | 1172.041 | Metered | 6.7675 | Partial | No | [14 empty] | 1 | 1 | 159 | 159 | 2 | 2 |  |  |  |  | 162 | 162 | [14 empty] | 5 | 5 | 1505.83 | 1505.83 | 10 | 10 |  |  |  |  | 1520.83 | 1520.83 | 22.47% | 0 | 0 | 0 | 0 | 0 | 0 | 0 | 0 | 0 | 0 | 0 | 0 | 0 | 0 | 25228.8 | 25228.8 | 1767603.4872 | 1767603.4872 | 11738.4 | 11738.4 | 0 | 0 | 0 | 0 | 1804570.6872 | 1804570.6872 | [8 empty] | 1172.041 |  | 6.7675 | [9 empty] | N |  | N |  |  |  |  | 178.5323 | 1031.534 | 162.0345 | 10.8017 | 1.3666 | 0.2542 | 1.3385 | -0.15847 |  |  |  | 0 | 10625.3333
Mass Electric | NE North | Merrimack Valley | North Haverhill 48 | Haverhill | 14-48L1 | Haverhill | N | Mixed | 13.2 | 11.7745 | 19.8066 | 1095 | 7321.585 | Metered | 4.2525 | Partial | No | [16 empty] | 61 | 61 | [6 empty] | 61 | 61 | [16 empty] | 4137.74 | 4137.74 | [6 empty] | 4137.74 | 4137.74 | 97.3% | 0 | 0 | 0 | 0 | 0 | 0 | 0 | 0 | 0 | 0 | 0 | 0 | 0 | 0 | 0 | 0 | 4857044.7216 | 4857044.7216 | 0 | 0 | 0 | 0 | 0 | 0 | 4857044.7216 | 4857044.7216 | [8 empty] | 7321.585 |  | 4.2525 | [9 empty] | N |  | N |  |  |  |  | 43.3516 | 447.9487 | 43.3516 | 131.9269 | 1.4594 | -0.033395 | 1.4594 | -0.1676 |  |  |  | 14025 | 116475.3333
Mass Electric | NE North | Merrimack Valley | North Haverhill 48 | Haverhill | 14-48L2 | Haverhill | N | Mixed | 13.2 | 8.8023 | 13.6057 | 2751.75 | 34062.097 | Metered | 7.2247 | Partial | No | [16 empty] | 47 | 47 | [6 empty] | 47 | 47 | [16 empty] | 1277.205 | 1277.205 | [6 empty] | 1277.205 | 1277.205 | 17.68% | 0 | 0 | 0 | 0 | 0 | 0 | 0 | 0 | 0 | 0 | 0 | 0 | 0 | 0 | 0 | 0 | 1499234.3172 | 1499234.3172 | 0 | 0 | 0 | 0 | 0 | 0 | 1499234.3172 | 1499234.3172 | [8 empty] | 34062.097 |  | 7.2247 | [9 empty] | N |  | N |  |  |  |  | 62.9632 | 196.1666 | 58.5696 | 50.8393 | 0.26311 | 0.49626 | 0.25693 | 0.4621 |  |  |  | 145418 | -40766
Mass Electric | NE North | Merrimack Valley | North Haverhill 48 | Haverhill | 14-48L3 | Haverhill | N | OH | 13.2 | 11.7745 | 17.1199 | 3855.0833 | 44362.51 | Metered | 9.191 | Partial | No | [16 empty] | 49 | 49 | [6 empty] | 49 | 49 | [16 empty] | 675.5 | 675.5 | [6 empty] | 675.5 | 675.5 | 7.35% | 0 | 0 | 0 | 0 | 0 | 0 | 0 | 0 | 0 | 0 | 0 | 0 | 0 | 0 | 0 | 0 | 792928.92 | 792928.92 | 0 | 0 | 0 | 0 | 0 | 0 | 792928.92 | 792928.92 | [8 empty] | 44362.51 |  | 9.191 | [9 empty] | N |  | N |  |  |  |  | 93.0615 | 725.4048 | 92.3443 | -19.3653 | 1.9006 | -0.33808 | 1.9001 | -0.66957 |  |  |  | 282949 | -82128.6667
Mass Electric | NE North | Merrimack Valley | North Haverhill 48 | Haverhill | 14-48L4 | Haverhill | N | Mixed | 13.2 | 11.7745 | 28.8208 | 1353.1667 | 16814.579 | Metered | 9.4424 | Partial | No | [16 empty] | 71 | 71 | 1 | 1 |  |  |  |  | 72 | 72 | [16 empty] | 443.95 | 443.95 | 7.6 | 7.6 |  |  |  |  | 451.55 | 451.55 | 4.782% | 0 | 0 | 0 | 0 | 0 | 0 | 0 | 0 | 0 | 0 | 0 | 0 | 0 | 0 | 0 | 0 | 521126.268 | 521126.268 | 8921.184 | 8921.184 | 0 | 0 | 0 | 0 | 530047.452 | 530047.452 | [8 empty] | 16814.579 |  | 9.4424 | [9 empty] | N |  | N |  |  |  |  | 94.6439 | 185.8549 | 61.0627 | 136.8202 | 1.1625 | -0.21697 | 1.1248 | -0.20653 |  |  |  | 43200 | -43200
Mass Electric | NE North | Merrimack Valley | Ballardvale 50 | Andover | 14-50L1 | Andover | N | Mixed | 13.2 | 10.8828 | 28.8911 | 1317.5 | 20829.1719 | Estimated | 5.9444 | Partial | No | [16 empty] | 54 | 54 | 3 | 3 |  |  | 1 | 1 | 58 | 58 | [16 empty] | 424.04 | 424.04 | 30 | 30 |  |  | 10 | 10 | 464.04 | 464.04 | 7.806% | 0 | 0 | 0 | 0 | 0 | 0 | 0 | 0 | 0 | 0 | 0 | 0 | 0 | 0 | 0 | 0 | 497755.1136 | 497755.1136 | 35215.2 | 35215.2 | 0 | 0 | 0 | 0 | 532970.3136 | 532970.3136 | [8 empty] | 20829.1719 |  | 5.9444 | [9 empty] | N |  | N |  |  |  |  | 161.4884 | 2205.7687 | 159.6121 | 0.77174 | 1.1787 | 0.76589 | 1.1765 | -0.10154 |  |  |  | 162709 | -122564.6667
Mass Electric | NE North | Merrimack Valley | Ballardvale 50 | Andover | 14-50L2 | Andover | N | OH | 13.2 | 9.7168 | 1.1127 | 59.25 | 2002.805 | Estimated | 0.57158 | No | No | [16 empty] | 5 | 5 | [6 empty] | 5 | 5 | [16 empty] | 34 | 34 | [6 empty] | 34 | 34 | 5.948% | 0 | 0 | 0 | 0 | 0 | 0 | 0 | 0 | 0 | 0 | 0 | 0 | 0 | 0 | 0 | 0 | 39910.56 | 39910.56 | 0 | 0 | 0 | 0 | 0 | 0 | 39910.56 | 39910.56 | [8 empty] | 2002.805 |  | 0.57158 | [9 empty] | N |  | N |  |  |  |  | 177.0295 | 1359.2 | 177.0295 | 125.4513 | 0.21941 | 1.0101 | 0.21941 | 0.54015 |  |  |  | 10489 | 7268
Mass Electric | NE North | Merrimack Valley | Ballardvale 50 | Andover | 14-50L3 | Andover | N | Mixed | 13.2 | 10.8828 | 12.7684 | 854.8333 | 21229.7329 | Estimated | 6.0587 | No | No | [12 empty] | 1 | 1 |  |  | 32 | 32 | 1 | 1 |  |  |  |  | 34 | 34 | [12 empty] | 1.2 | 1.2 |  |  | 364.79 | 364.79 | 5 | 5 |  |  |  |  | 370.99 | 370.99 | 6.123% | 0 | 0 | 0 | 0 | 0 | 0 | 0 | 0 | 0 | 0 | 0 | 0 | 6054.912 | 6054.912 | 0 | 0 | 428205.0936 | 428205.0936 | 5869.2 | 5869.2 | 0 | 0 | 0 | 0 | 440129.2056 | 440129.2056 | [8 empty] | 21229.7329 |  | 6.0587 | [9 empty] | N |  | N |  |  |  |  | 13.8109 | 2060.5798 | 13.5243 | 200.4437 | 0.11932 | 1.4363 | 0.11815 | 0.74086 |  |  |  | 0 | 127798.3333
Mass Electric | NE North | Merrimack Valley | Lawrence Street 53 | Lawrence | 14-53J1 | Lawrence | N | Mixed | 4.16 | 1.9454 | 3.0428 | 795.75 | 5554.4458 | Estimated | 1.5852 | No | No | [16 empty] | 9 | 9 | [6 empty] | 9 | 9 | [16 empty] | 54.83 | 54.83 | [6 empty] | 54.83 | 54.83 | 3.459% | 0 | 0 | 0 | 0 | 0 | 0 | 0 | 0 | 0 | 0 | 0 | 0 | 0 | 0 | 0 | 0 | 64361.6472 | 64361.6472 | 0 | 0 | 0 | 0 | 0 | 0 | 64361.6472 | 64361.6472 | [8 empty] | 5554.4458 |  | 1.5852 | [9 empty] | N |  | N |  |  |  |  | 0 | 42.7441 | 0 | 42.7441 | 0 | 0.36019 | 0 | 0.36019 |  |  |  | 0 | 21846.6667
Mass Electric | NE North | Merrimack Valley | Lawrence Street 53 | Lawrence | 14-53J2 | Lawrence | N | OH | 4.16 | 2.9398 | 2.3097 | 929.1667 | 6614.84 | Estimated | 1.8878 | No | No | [16 empty] | 31 | 31 | [6 empty] | 31 | 31 | [16 empty] | 156.82 | 156.82 | [6 empty] | 156.82 | 156.82 | 8.307% | 0 | 0 | 0 | 0 | 0 | 0 | 0 | 0 | 0 | 0 | 0 | 0 | 0 | 0 | 0 | 0 | 184081.5888 | 184081.5888 | 0 | 0 | 0 | 0 | 0 | 0 | 184081.5888 | 184081.5888 | [8 empty] | 6614.84 |  | 1.8878 | [9 empty] | N |  | N |  |  |  |  | 1.2753 | 12.8891 | 1.2753 | 10.4741 | 0.035516 | -0.003106 | 0.035516 | -0.0041721 |  |  |  | 0 | 0
Mass Electric | NE North | Merrimack Valley | Lawrence Street 53 | Lawrence | 14-53J3 | Lawrence | N | Mixed | 4.16 | 2.3778 | 3.8417 | 736.25 | 5731.1782 | Estimated | 1.6356 | No | No | [12 empty] | 1 | 1 |  |  | 8 | 8 | [6 empty] | 9 | 9 | [12 empty] | 85 | 85 |  |  | 46.8 | 46.8 | [6 empty] | 131.8 | 131.8 | 8.058% | 0 | 0 | 0 | 0 | 0 | 0 | 0 | 0 | 0 | 0 | 0 | 0 | 428889.6 | 428889.6 | 0 | 0 | 54935.712 | 54935.712 | 0 | 0 | 0 | 0 | 0 | 0 | 483825.312 | 483825.312 | [8 empty] | 5731.1782 |  | 1.6356 | [9 empty] | N |  | N |  |  |  |  | 6.0917 | 11.1427 | 3.765 | 13.4693 | 0.020374 | 0.30877 | 0.019015 | 0.31013 |  |  |  | 0 | 9204.6667
Mass Electric | NE North | Merrimack Valley | Lawrence Street 53 | Lawrence | 14-53J4 | Lawrence, Methuen | N | OH | 4.16 | 2.8461 | 2.6879 | 1149.5 | 8331.6688 | Estimated | 2.3778 | No | No | [16 empty] | 30 | 30 | 1 | 1 |  |  |  |  | 31 | 31 | [16 empty] | 163.03 | 163.03 | 7.6 | 7.6 |  |  |  |  | 170.63 | 170.63 | 7.176% | 0 | 0 | 0 | 0 | 0 | 0 | 0 | 0 | 0 | 0 | 0 | 0 | 0 | 0 | 0 | 0 | 191371.1352 | 191371.1352 | 8921.184 | 8921.184 | 0 | 0 | 0 | 0 | 200292.3192 | 200292.3192 | [8 empty] | 8331.6688 |  | 2.3778 | [9 empty] | N |  | N |  |  |  |  | 13.9043 | 840.948 | 13.9043 | 112.5016 | 0.040887 | 1.0476 | 0.040887 | 0.71479 |  |  |  | 0 | 75387.3333
Mass Electric | NE North | Merrimack Valley | Lawrence Street 53 | Lawrence | 14-53J5 | Lawrence, Methuen | N | OH | 4.16 | 2.4138 | 1.4731 | 509.8333 | 1944.056 | Estimated | 0.55481 | No | No | [16 empty] | 14 | 14 | 1 | 1 |  |  |  |  | 15 | 15 | [16 empty] | 80.84 | 80.84 | 7.6 | 7.6 |  |  |  |  | 88.44 | 88.44 | 15.94% | 0 | 0 | 0 | 0 | 0 | 0 | 0 | 0 | 0 | 0 | 0 | 0 | 0 | 0 | 0 | 0 | 94893.2256 | 94893.2256 | 8921.184 | 8921.184 | 0 | 0 | 0 | 0 | 103814.4096 | 103814.4096 | [8 empty] | 1944.056 |  | 0.55481 | [9 empty] | N |  | N |  |  |  |  | 0 | 58.8299 | 0 | 55.1673 | 0 | 0.53462 | 0 | 0.43563 |  |  |  | 0 | 17839.6667
Mass Electric | NE North | Merrimack Valley | Burtt Road 54 | Andover | 14-54L1 | Andover, Wilmington | N | Mixed | 13.2 | 11.4315 | 4.0741 | 48.0833 | 14022.143 | Metered | 7.5905 | Partial | No | [24 empty] | 0 | 0 | [24 empty] | 0 | 0 | 0% | 0 | 0 | 0 | 0 | 0 | 0 | 0 | 0 | 0 | 0 | 0 | 0 | 0 | 0 | 0 | 0 | 0 | #VALUE! | 0 | 0 | 0 | 0 | 0 | 0 | 0 | #VALUE! | [8 empty] | 14022.143 |  | 7.5905 | [9 empty] | N |  | N |  |  |  |  | 161.7192 | -88.595 | 161.7192 | -88.595 | 0.99827 | -0.80057 | 0.99827 | -0.80057 |  |  |  | 7776 | -4554
Mass Electric | NE North | Merrimack Valley | Burtt Road 54 | Andover | 14-54L2 | Andover | N | OH | 13.2 | 11.7973 | 1.2881 | 1 | 11284.703 | Metered | 2.2177 | Partial | No | [24 empty] | 0 | 0 | [24 empty] | 0 | 0 | 0% | 0 | 0 | 0 | 0 | 0 | 0 | 0 | 0 | 0 | 0 | 0 | 0 | 0 | 0 | 0 | 0 | 0 | #VALUE! | 0 | 0 | 0 | 0 | 0 | 0 | 0 | #VALUE! | [8 empty] | 11284.703 |  | 2.2177 | [9 empty] | N |  | N |  |  |  |  | 0 | 0 | 0 | 0 | 0 | 0 | 0 | 0 |  |  |  | 0 | 0
Mass Electric | NE North | Merrimack Valley | Burtt Road 54 | Andover | 14-54L3 | Andover, North Andover | N | Mixed | 13.2 | 11.7973 | 60.617 | 2413 | 34633.435 | Metered | 10.2427 | Partial | No | [16 empty] | 108 | 108 | 4 | 4 |  |  |  |  | 112 | 112 | [16 empty] | 1361.23 | 1361.23 | 35.6 | 35.6 |  |  |  |  | 1396.83 | 1396.83 | 13.64% | 0 | 0 | 0 | 0 | 0 | 0 | 0 | 0 | 0 | 0 | 0 | 0 | 0 | 0 | 0 | 0 | 1597866.2232 | 1597866.2232 | 41788.704 | 41788.704 | 0 | 0 | 0 | 0 | 1639654.9272 | 1639654.9272 | [8 empty] | 34633.435 |  | 10.2427 | [9 empty] | N |  | N |  |  |  |  | 391.6519 | 1540.4191 | 354.0083 | 6.5541 | 2.5416 | 0.56409 | 2.4335 | 0.13043 |  |  |  | 604163 | -206862.6667
Mass Electric | NE North | Merrimack Valley | Burtt Road 54 | Andover | 14-54L4 | Andover | N | OH | 13.2 | 12.0717 | 1.2028 | 1 | 5790.121 | Metered | 6.7217 | Partial | No | [12 empty] | 1 | 1 | [10 empty] | 1 | 1 | [12 empty] | 9000 | 9000 | [10 empty] | 9000 | 9000 | 133.9% | 0 | 0 | 0 | 0 | 0 | 0 | 0 | 0 | 0 | 0 | 0 | 0 | 45411840 | 45411840 | 0 | 0 | 0 | #VALUE! | 0 | 0 | 0 | 0 | 0 | 0 | 45411840 | #VALUE! | [8 empty] | 5790.121 |  | 6.7217 | [9 empty] | N |  | N |  |  |  |  | 0 | 30 | 0 | 0 | 0 | 0.33333 | 0 | 0 |  |  |  | 0 | 0
Mass Electric | NE North | Merrimack Valley | Dale Street 55 | North Andover | 14-55L1 | North Andover | N | Mixed | 13.2 | 9.7168 | 38.0286 | 2386.1667 | 32124.992 | Estimated | 9.1681 | Partial | No | [16 empty] | 69 | 69 | 2 | 2 |  |  |  |  | 71 | 71 | [16 empty] | 591.5 | 591.5 | 7.6 | 7.6 |  |  |  |  | 599.1 | 599.1 | 6.535% | 0 | 0 | 0 | 0 | 0 | 0 | 0 | 0 | 0 | 0 | 0 | 0 | 0 | 0 | 0 | 0 | 694326.36 | 694326.36 | 8921.184 | 8921.184 | 0 | 0 | 0 | 0 | 703247.544 | 703247.544 | [8 empty] | 32124.992 |  | 9.1681 | [9 empty] | N |  | N |  |  |  |  | 279.4687 | 1897.8089 | 249.9666 | 161.3166 | 2.0531 | 0.023612 | 1.8611 | -0.73713 |  |  |  | 519975 | 54787
Mass Electric | NE North | Merrimack Valley | Dale Street 55 | North Andover | 14-55L2 | North Andover | N | OH | 13.2 | 9.7168 | 11.3015 | 311.8333 | 2114.063 | Metered | 1.6919 | Partial | No | [16 empty] | 10 | 10 | [6 empty] | 10 | 10 | [16 empty] | 78.8 | 78.8 | [6 empty] | 78.8 | 78.8 | 4.658% | 0 | 0 | 0 | 0 | 0 | 0 | 0 | 0 | 0 | 0 | 0 | 0 | 0 | 0 | 0 | 0 | 92498.592 | 92498.592 | 0 | 0 | 0 | 0 | 0 | 0 | 92498.592 | 92498.592 | [8 empty] | 2114.063 |  | 1.6919 | [9 empty] | N |  | N |  |  |  |  | 74.0652 | 1761.8425 | 64.0342 | 73.2068 | 0.14751 | 2.0436 | 0 | 0.85774 |  |  |  | 19968 | -16236
Mass Electric | NE North | Merrimack Valley | Woodchuck Hill 56 | North Andover | 14-56L1 | Andover, North Andover | N | Mixed | 13.2 | 11.7973 | 26.3985 | 2020.1667 | 33486.8994 | Estimated | 9.5568 | Partial | No | [16 empty] | 29 | 29 | 1 | 1 |  |  |  |  | 30 | 30 | [16 empty] | 237.59 | 237.59 | 11.4 | 11.4 |  |  |  |  | 248.99 | 248.99 | 2.605% | 0 | 0 | 0 | 0 | 0 | 0 | 0 | 0 | 0 | 0 | 0 | 0 | 0 | 0 | 0 | 0 | 278892.6456 | 278892.6456 | 13381.776 | 13381.776 | 0 | 0 | 0 | 0 | 292274.4216 | 292274.4216 | [8 empty] | 33486.8994 |  | 9.5568 | [9 empty] | N |  | N |  |  |  |  | 258.5445 | 272.9226 | 258.5445 | -107.6595 | 0.37918 | 0.55008 | 0.37918 | -0.00089878 |  |  |  | 505881 | -248092
Mass Electric | NE North | Merrimack Valley | Woodchuck Hill 56 | North Andover | 14-56L2 | Boxford, North Andover | N | Mixed | 13.2 | 11.7973 | 58.4508 | 2083.4167 | 24484.519 | Metered | 10.0369 | Partial | No | [16 empty] | 84 | 84 | 2 | 2 |  |  |  |  | 86 | 86 | [16 empty] | 649.54 | 649.54 | 31.6 | 31.6 |  |  |  |  | 681.14 | 681.14 | 6.786% | 0 | 0 | 0 | 0 | 0 | 0 | 0 | 0 | 0 | 0 | 0 | 0 | 0 | 0 | 0 | 0 | 762456.0336 | 762456.0336 | 37093.344 | 37093.344 | 0 | 0 | 0 | 0 | 799549.3776 | 799549.3776 | [8 empty] | 24484.519 |  | 10.0369 | [9 empty] | N |  | N |  |  |  |  | 87.8 | 1133.3707 | 85.0238 | 104.6465 | 0.59566 | 1.2228 | 0.59422 | 0.65889 |  |  |  | 61474 | 36749.6667
Mass Electric | NE North | Merrimack Valley | Woodchuck Hill 56 | North Andover | 14-56L3 | Boxford, North Andover | N | Mixed | 13.2 | 11.7973 | 90.7958 | 1981.5833 | 25050.109 | Metered | 9.1224 | Partial | No | [12 empty] | 1 | 1 |  |  | 93 | 93 | 5 | 5 |  |  |  |  | 99 | 99 | [12 empty] | 1.2 | 1.2 |  |  | 1522.69 | 1522.69 | 7.6 | 7.6 |  |  |  |  | 1531.49 | 1531.49 | 16.79% | 0 | 0 | 0 | 0 | 0 | 0 | 0 | 0 | 0 | 0 | 0 | 0 | 6054.912 | 6054.912 | 0 | 0 | 1787394.4296 | 1787394.4296 | 8921.184 | 8921.184 | 0 | 0 | 0 | 0 | 1802370.5256 | 1802370.5256 | [8 empty] | 25050.109 |  | 9.1224 | [9 empty] | N |  | N |  |  |  |  | 150.0563 | 2825.9269 | 113.859 | 260.4476 | 0.8034 | 1.8259 | 0.7711 | 1.1226 |  |  |  | 62156 | 237930.6667
Mass Electric | NE North | Merrimack Valley | Westford 57 | Westford | 14-57L1 | Littleton, Westford | N | Mixed | 13.2 | 12.7119 | 25.4852 | 636.1667 | 41914.631 | Metered | 9.1147 | Partial | No | [12 empty] | 1 | 1 |  |  | 21 | 21 | [6 empty] | 22 | 22 | [12 empty] | 1.2 | 1.2 |  |  | 360.12 | 360.12 | [6 empty] | 361.32 | 361.32 | 3.964% | 0 | 0 | 0 | 0 | 0 | 0 | 0 | 0 | 0 | 0 | 0 | 0 | 6054.912 | 6054.912 | 0 | 0 | 422723.2608 | 422723.2608 | 0 | 0 | 0 | 0 | 0 | 0 | 428778.1728 | 428778.1728 | [8 empty] | 41914.631 |  | 9.1147 | [9 empty] | N |  | N |  |  |  |  | 43.5342 | 202.7988 | 12.1745 | 206.827 | 0.056589 | 0.74541 | 0.034582 | 0.75514 |  |  |  | 0 | 34524.3333
Mass Electric | NE North | Merrimack Valley | Westford 57 | Westford | 14-57L2 | Tyngsborough, Westford | N | Mixed | 13.2 | 12.7119 | 58.1292 | 2103.75 | 25485.722 | Metered | 9.7625 | Partial | No | [16 empty] | 110 | 110 | [6 empty] | 110 | 110 | [16 empty] | 780.36 | 780.36 | [6 empty] | 780.36 | 780.36 | 7.993% | 0 | 0 | 0 | 0 | 0 | 0 | 0 | 0 | 0 | 0 | 0 | 0 | 0 | 0 | 0 | 0 | 916017.7824 | 916017.7824 | 0 | 0 | 0 | 0 | 0 | 0 | 916017.7824 | 916017.7824 | [8 empty] | 25485.722 |  | 9.7625 | [9 empty] | N |  | N |  |  |  |  | 477.552 | 866.6544 | 477.4612 | -330.2746 | 1.9152 | -0.55698 | 1.9147 | -1.1803 |  |  |  | 528631 | -439221.3333
Mass Electric | NE North | Merrimack Valley | Westford 57 | Westford | 14-57L3 | Dunstable, Littleton, Tyngsborough, Westford | N | Mixed | 13.2 | 12.7119 | 74.932 | 3434.3333 | 33527.127 | Metered | 10.1969 | Partial | No | [16 empty] | 120 | 120 | 1 | 1 |  |  |  |  | 121 | 121 | [16 empty] | 1176.605 | 1176.605 | 10 | 10 |  |  |  |  | 1186.605 | 1186.605 | 11.64% | 0 | 0 | 0 | 0 | 0 | 0 | 0 | 0 | 0 | 0 | 0 | 0 | 0 | 0 | 0 | 0 | 1381146.0132 | 1381146.0132 | 11738.4 | 11738.4 | 0 | 0 | 0 | 0 | 1392884.4132 | 1392884.4132 | [8 empty] | 33527.127 |  | 10.1969 | [9 empty] | N |  | N |  |  |  |  | 456.8598 | 699.4287 | 421.5296 | -156.9294 | 1.2104 | 0.6227 | 1.1793 | 0.38733 |  |  |  | 1330962 | -675871
Mass Electric | NE North | Merrimack Valley | Westford 57 | Westford | 14-57L4 | Westford | N | Mixed | 13.2 | 11.7973 | 14.6017 | 554.75 | 22079.189 | Metered | 3.9553 | Partial | No | [16 empty] | 14 | 14 | [6 empty] | 14 | 14 | [16 empty] | 165.49 | 165.49 | [6 empty] | 165.49 | 165.49 | 4.184% | 0 | 0 | 0 | 0 | 0 | 0 | 0 | 0 | 0 | 0 | 0 | 0 | 0 | 0 | 0 | 0 | 194258.7816 | 194258.7816 | 0 | 0 | 0 | 0 | 0 | 0 | 194258.7816 | 194258.7816 | [8 empty] | 22079.189 |  | 3.9553 | [9 empty] | N |  | N |  |  |  |  | 301.2961 | 292.2105 | 298.0406 | -169.6883 | 1.3988 | -0.21251 | 1.397 | -0.36204 |  |  |  | 163821 | -136166
Mass Electric | NE North | Merrimack Valley | Boston Road 58 | Westford | 14-58L1 | Chelmsford, Westford | N | Mixed | 13.2 | 8.8251 | 33.8907 | 1381.9167 | 7793.737 | Metered | 4.9765 | Partial | No | [12 empty] | 1 | 1 |  |  | 75 | 75 |  |  |  |  | 1 | 1 | 77 | 77 | [12 empty] | 1.2 | 1.2 |  |  | 502.8 | 502.8 |  |  |  |  | 0 | 0 | 504 | 504 | 10.13% | 0 | 0 | 0 | 0 | 0 | 0 | 0 | 0 | 0 | 0 | 0 | 0 | 6054.912 | 6054.912 | 0 | 0 | 590206.752 | 590206.752 | 0 | 0 | 0 | 0 | 0 | 0 | 596261.664 | 596261.664 | [8 empty] | 7793.737 |  | 4.9765 | [9 empty] | N |  | N |  |  |  |  | 691.8861 | 750.4453 | 660.3973 | -249.6783 | 1.2533 | 2.2996 | 1.2164 | 1.7042 |  |  |  | 786231 | -424676.3333
Mass Electric | NE North | Merrimack Valley | Boston Road 58 | Westford | 14-58L2 | Chelmsford, Westford | N | Mixed | 13.2 | 11.7745 | 33.2992 | 2489.3333 | 33010.084 | Metered | 8.7261 | Partial | No | [16 empty] | 56 | 56 | [6 empty] | 56 | 56 | [16 empty] | 884.76 | 884.76 | [6 empty] | 884.76 | 884.76 | 10.14% | 0 | 0 | 0 | 0 | 0 | 0 | 0 | 0 | 0 | 0 | 0 | 0 | 0 | 0 | 0 | 0 | 1038566.6784 | 1038566.6784 | 0 | 0 | 0 | 0 | 0 | 0 | 1038566.6784 | 1038566.6784 | [8 empty] | 33010.084 |  | 8.7261 | [9 empty] | N |  | N |  |  |  |  | 77.3593 | 880.589 | 77.3593 | 152.4053 | 0.60779 | 1.3345 | 0.60779 | 0.91501 |  |  |  | 113303 | 298043
Mass Electric | NE North | Merrimack Valley | Boston Road 58 | Westford | 14-58L3 | Westford | N | Mixed | 13.2 | 12.3689 | 30.3655 | 827.5833 | 25065.709 | Metered | 5.9063 | Partial | No | [16 empty] | 54 | 54 | 2 | 2 |  |  |  |  | 56 | 56 | [16 empty] | 768.215 | 768.215 | 20 | 20 |  |  |  |  | 788.215 | 788.215 | 13.35% | 0 | 0 | 0 | 0 | 0 | 0 | 0 | 0 | 0 | 0 | 0 | 0 | 0 | 0 | 0 | 0 | 901761.4956 | 901761.4956 | 23476.8 | 23476.8 | 0 | 0 | 0 | 0 | 925238.2956 | 925238.2956 | [8 empty] | 25065.709 |  | 5.9063 | [9 empty] | N |  | N |  |  |  |  | 204.1813 | 620.9934 | 199.2367 | -91.5374 | 0.96063 | 0.48102 | 0.95821 | -0.22757 |  |  |  | 22356 | -19073
Mass Electric | NE North | Merrimack Valley | East Tewksbury 59 | Tewksbury | 14-59L1 | Andover, Tewksbury | N | Mixed | 13.2 | 12.1174 | 39.6261 | 1585.5833 | 31350.5741 | Estimated | 8.9471 | Partial | No | [16 empty] | 81 | 81 | 1 | 1 |  |  |  |  | 82 | 82 | [16 empty] | 3629.44 | 3629.44 | 10 | 10 |  |  |  |  | 3639.44 | 3639.44 | 40.68% | 0 | 0 | 0 | 0 | 0 | 0 | 0 | 0 | 0 | 0 | 0 | 0 | 0 | 0 | 0 | 0 | 4260381.8496 | 4260381.8496 | 11738.4 | 11738.4 | 0 | 0 | 0 | 0 | 4272120.2496 | 4272120.2496 | [8 empty] | 31350.5741 |  | 8.9471 | [9 empty] | N |  | N |  |  |  |  | 388.8146 | 1416.4637 | 203.8972 | 123.9225 | 3.3035 | -0.64154 | 2.944 | -0.91046 |  |  |  | 262655 | 128310.6667
Mass Electric | NE North | Merrimack Valley | East Tewksbury 59 | Tewksbury | 14-59L2 | Andover, Tewksbury | N | OH | 13.2 | 16.0041 | 4.7114 | 0 | 33540.3076 | Estimated | 9.572 | No | No | [24 empty] | 0 | 0 | [24 empty] | 0 | 0 | 0% | 0 | 0 | 0 | 0 | 0 | 0 | 0 | 0 | 0 | 0 | 0 | 0 | 0 | 0 | 0 | 0 | 0 | #VALUE! | 0 | 0 | 0 | 0 | 0 | 0 | 0 | #VALUE! | [8 empty] | 33540.3076 |  | 9.572 | [9 empty] | N |  | N |  |  |  |  | 0 | 198.6667 | 0 | 198.6667 | 0 | 0.33333 | 0 | 0.33333 |  |  |  | 0 | 198.6667
Mass Electric | NE North | Merrimack Valley | East Tewksbury 59 | Tewksbury | 14-59L3 | Andover, Tewksbury, Wilmington | N | OH | 13.2 | 11.7745 | 34.5765 | 2922.3333 | 35997.0817 | Estimated | 10.2731 | Partial | No | [16 empty] | 123 | 123 | [6 empty] | 123 | 123 | [16 empty] | 796.9 | 796.9 | [6 empty] | 796.9 | 796.9 | 7.757% | 0 | 0 | 0 | 0 | 0 | 0 | 0 | 0 | 0 | 0 | 0 | 0 | 0 | 0 | 0 | 0 | 935433.096 | 935433.096 | 0 | 0 | 0 | 0 | 0 | 0 | 935433.096 | 935433.096 | [8 empty] | 35997.0817 |  | 10.2731 | [9 empty] | N |  | N |  |  |  |  | 265.2907 | 1066.886 | 89.4066 | 48.4218 | 2.0665 | -1.0372 | 1.069 | -0.47384 |  |  |  | 223298 | -123432.3333
Mass Electric | NE North | Merrimack Valley | East Tewksbury 59 | Tewksbury | 14-59L4 | Andover, Tewksbury | N | OH | 13.2 | 15.5469 | 5.6515 | 5 | 27932.4536 | Estimated | 7.9716 | Partial | No | [16 empty] | 1 | 1 | [6 empty] | 1 | 1 | [16 empty] | 100 | 100 | [6 empty] | 100 | 100 | 1.254% | 0 | 0 | 0 | 0 | 0 | 0 | 0 | 0 | 0 | 0 | 0 | 0 | 0 | 0 | 0 | 0 | 117384 | 117384 | 0 | 0 | 0 | 0 | 0 | 0 | 117384 | 117384 | [8 empty] | 27932.4536 |  | 7.9716 | [9 empty] | N |  | N |  |  |  |  | 0 | 26.5 | 0 | 26.5 | 0 | 0.33333 | 0 | 0.33333 |  |  |  | 0 | 106
Mass Electric | NE North | Merrimack Valley | East Tewksbury 59 | Tewksbury | 14-59L5 | Andover, Tewksbury | N | Mixed | 13.2 | 14.7467 | 12.2316 | 560.9167 | 36744.7955 | Estimated | 10.4865 | Partial | No | [16 empty] | 14 | 14 | [6 empty] | 14 | 14 | [16 empty] | 2022 | 2022 | [6 empty] | 2022 | 2022 | 19.28% | 0 | 0 | 0 | 0 | 0 | 0 | 0 | 0 | 0 | 0 | 0 | 0 | 0 | 0 | 0 | 0 | 2373504.48 | 2373504.48 | 0 | 0 | 0 | 0 | 0 | 0 | 2373504.48 | 2373504.48 | [8 empty] | 36744.7955 |  | 10.4865 | [9 empty] | N |  | N |  |  |  |  | 23.4955 | 1043.5456 | 23.4955 | 243.4517 | 0.18363 | 1.4663 | 0.18363 | 1.1377 |  |  |  | 11943 | 115655.6667
Mass Electric | NE North | Merrimack Valley | East Tewksbury 59 | Tewksbury | 14-59L6 | Andover, North Andover, Tewksbury | N | Mixed | 13.2 | 12.1174 | 29.4098 | 1538.75 | 16875.666 | Metered | 7.9868 | Partial | No | [16 empty] | 74 | 74 | 2 | 2 |  |  |  |  | 76 | 76 | [16 empty] | 527.985 | 527.985 | 27.6 | 27.6 |  |  |  |  | 555.585 | 555.585 | 6.956% | 0 | 0 | 0 | 0 | 0 | 0 | 0 | 0 | 0 | 0 | 0 | 0 | 0 | 0 | 0 | 0 | 619769.9124 | 619769.9124 | 32397.984 | 32397.984 | 0 | 0 | 0 | 0 | 652167.8964 | 652167.8964 | [8 empty] | 16875.666 |  | 7.9868 | [9 empty] | N |  | N |  |  |  |  | 374.8426 | 364.8114 | 352.3477 | -149.0647 | 1.728 | -0.51257 | 1.7105 | -0.62779 |  |  |  | 405786 | -280507.3333
Mass Electric | NE North | Merrimack Valley | Amesbury 5 | Amesbury | 14-5J11 | Amesbury | N | Mixed | 13.2 | 2.2697 | 7.1117 | 670.75 | 5024.2487 | Estimated | 1.4339 | Partial | No | [16 empty] | 40 | 40 |  |  | 3 | 3 |  |  | 43 | 43 | [16 empty] | 460.9 | 460.9 |  |  | 30 | 30 |  |  | 490.9 | 490.9 | 34.24% | 0 | 0 | 0 | 0 | 0 | 0 | 0 | 0 | 0 | 0 | 0 | 0 | 0 | 0 | 0 | 0 | 541022.856 | 541022.856 | 0 | 0 | 98287.2 | 98287.2 | 0 | 0 | 639310.056 | 639310.056 | [8 empty] | 5024.2487 |  | 1.4339 | [9 empty] | N |  | N |  |  |  |  | 398.1975 | 1223.7471 | 398.1975 | -153.5538 | 1.9858 | -0.5215 | 1.9858 | -1.1981 |  |  |  | 267091 | -113866
Mass Electric | NE North | Merrimack Valley | Amesbury 5 | Amesbury | 14-5J12 | Amesbury | N | OH | 4.16 | 2.6588 | 4.6322 | 521.4167 | 6059.3955 | Estimated | 1.7293 | Partial | No | [16 empty] | 16 | 16 | 1 | 1 |  |  |  |  | 17 | 17 | [16 empty] | 106.34 | 106.34 | 10 | 10 |  |  |  |  | 116.34 | 116.34 | 6.728% | 0 | 0 | 0 | 0 | 0 | 0 | 0 | 0 | 0 | 0 | 0 | 0 | 0 | 0 | 0 | 0 | 124826.1456 | 124826.1456 | 11738.4 | 11738.4 | 0 | 0 | 0 | 0 | 136564.5456 | 136564.5456 | [8 empty] | 6059.3955 |  | 1.7293 | [9 empty] | N |  | N |  |  |  |  | 0.89564 | 1344.74 | 0.89564 | 33.5123 | 0.0038357 | 1.0729 | 0.0038357 | 0.41133 |  |  |  | 0 | 0
Mass Electric | NE North | Merrimack Valley | Amesbury 5 | Amesbury | 14-5J13 | Amesbury | N | Mixed | 4.16 | 2.2697 | 8.2663 | 592.25 | 6160.3854 | Estimated | 1.7581 | Partial | No | [16 empty] | 42 | 42 | [6 empty] | 42 | 42 | [16 empty] | 292.35 | 292.35 | [6 empty] | 292.35 | 292.35 | 16.63% | 0 | 0 | 0 | 0 | 0 | 0 | 0 | 0 | 0 | 0 | 0 | 0 | 0 | 0 | 0 | 0 | 343172.124 | 343172.124 | 0 | 0 | 0 | 0 | 0 | 0 | 343172.124 | 343172.124 | [8 empty] | 6160.3854 |  | 1.7581 | [9 empty] | N |  | N |  |  |  |  | 110.298 | 1503.7589 | 110.298 | -74.7386 | 2.0802 | -0.89611 | 2.0802 | -1.5767 |  |  |  | 60038 | -50003.3333
Mass Electric | NE North | Merrimack Valley | Amesbury 5 | Amesbury | 14-5J14 | Amesbury | N | OH | 4.16 | 2.2697 | 5.9511 | 766.8333 | 5630.1883 | Estimated | 1.6068 | Partial | No | [16 empty] | 25 | 25 | [6 empty] | 25 | 25 | [16 empty] | 149.44 | 149.44 | [6 empty] | 149.44 | 149.44 | 9.301% | 0 | 0 | 0 | 0 | 0 | 0 | 0 | 0 | 0 | 0 | 0 | 0 | 0 | 0 | 0 | 0 | 175418.6496 | 175418.6496 | 0 | 0 | 0 | 0 | 0 | 0 | 175418.6496 | 175418.6496 | [8 empty] | 5630.1883 |  | 1.6068 | [9 empty] | N |  | N |  |  |  |  | 1.5466 | 1313.3587 | 0 | 14.3511 | 0.0013041 | 1.0457 | 0 | 0.37986 |  |  |  | 0 | 0
Mass Electric | NE North | Merrimack Valley | Amesbury 5 | Amesbury | 14-5J15 | Amesbury | N | OH | 4.16 | 2.2697 | 2.8801 | 661 | 4948.5063 | Estimated | 1.4122 | Partial | No | [16 empty] | 20 | 20 | [6 empty] | 20 | 20 | [16 empty] | 144.4 | 144.4 | [6 empty] | 144.4 | 144.4 | 10.22% | 0 | 0 | 0 | 0 | 0 | 0 | 0 | 0 | 0 | 0 | 0 | 0 | 0 | 0 | 0 | 0 | 169502.496 | 169502.496 | 0 | 0 | 0 | 0 | 0 | 0 | 169502.496 | 169502.496 | [8 empty] | 4948.5063 |  | 1.4122 | [9 empty] | N |  | N |  |  |  |  | 35.2874 | 1313.2976 | 35.2874 | -19.4468 | 1.2814 | -0.2179 | 1.2814 | -0.88564 |  |  |  | 2636 | -2636
Mass Electric | NE North | Merrimack Valley | Amesbury 5 | Amesbury | 14-5J16 | Amesbury | N | OH | 4.16 | 2.2697 | 1.1375 | 56.8333 | 2549.9956 | Estimated | 0.72774 | Partial | No | [16 empty] | 7 | 7 | [6 empty] | 7 | 7 | [16 empty] | 39.34 | 39.34 | [6 empty] | 39.34 | 39.34 | 5.406% | 0 | 0 | 0 | 0 | 0 | 0 | 0 | 0 | 0 | 0 | 0 | 0 | 0 | 0 | 0 | 0 | 46178.8656 | 46178.8656 | 0 | 0 | 0 | 0 | 0 | 0 | 46178.8656 | 46178.8656 | [8 empty] | 2549.9956 |  | 0.72774 | [9 empty] | N |  | N |  |  |  |  | 0 | 1272.4805 | 0 | 3.538 | 0 | 0.97106 | 0 | 0.32164 |  |  |  | 0 | 0
Mass Electric | NE North | Merrimack Valley | Methuen 5 | Methuen | 14-5J40 | Methuen | N | OH | 4.16 | 2.5867 | 2.9161 | 877.25 | 8878.301 | Metered | 2.0247 | No | No | [16 empty] | 14 | 14 | [6 empty] | 14 | 14 | [16 empty] | 91.12 | 91.12 | [6 empty] | 91.12 | 91.12 | 4.5% | 0 | 0 | 0 | 0 | 0 | 0 | 0 | 0 | 0 | 0 | 0 | 0 | 0 | 0 | 0 | 0 | 106960.3008 | 106960.3008 | 0 | 0 | 0 | 0 | 0 | 0 | 106960.3008 | 106960.3008 | [8 empty] | 8878.301 |  | 2.0247 | [9 empty] | N |  | N |  |  |  |  | 17.0225 | 163.4814 | 0.094614 | 122.2161 | 0.062696 | 0.18835 | 0.0011399 | 0.23555 |  |  |  | 0 | 96238.6667
Mass Electric | NE North | Merrimack Valley | Methuen 5 | Methuen | 14-5J41 | Methuen | N | Mixed | 4.16 | 2.7452 | 4.89 | 442.1667 | 7345.376 | Metered | 1.9526 | No | No | [16 empty] | 19 | 19 | [6 empty] | 19 | 19 | [16 empty] | 125.19 | 125.19 | [6 empty] | 125.19 | 125.19 | 6.411% | 0 | 0 | 0 | 0 | 0 | 0 | 0 | 0 | 0 | 0 | 0 | 0 | 0 | 0 | 0 | 0 | 146953.0296 | 146953.0296 | 0 | 0 | 0 | 0 | 0 | 0 | 146953.0296 | 146953.0296 | [8 empty] | 7345.376 |  | 1.9526 | [9 empty] | N |  | N |  |  |  |  | 0 | 40.7651 | 0 | 36.498 | 0 | 0.14019 | 0 | 0.13874 |  |  |  | 0 | 0
Mass Electric | NE North | Merrimack Valley | Methuen 5 | Methuen | 14-5J42 | Methuen | N | OH | 4.16 | 2.5795 | 2.2852 | 596.75 | 4051.66 | Metered | 1.124 | No | No | [16 empty] | 26 | 26 | [6 empty] | 26 | 26 | [16 empty] | 144.13 | 144.13 | [6 empty] | 144.13 | 144.13 | 12.82% | 0 | 0 | 0 | 0 | 0 | 0 | 0 | 0 | 0 | 0 | 0 | 0 | 0 | 0 | 0 | 0 | 169185.5592 | 169185.5592 | 0 | 0 | 0 | 0 | 0 | 0 | 169185.5592 | 169185.5592 | [8 empty] | 4051.66 |  | 1.124 | [9 empty] | N |  | N |  |  |  |  | 0.50272 | 309.1749 | 0.50272 | 0.6795 | 0.020109 | 0.06156 | 0.020109 | -0.0045534 |  |  |  | 0 | 0
Mass Electric | NE North | Merrimack Valley | Methuen 5 | Methuen | 14-5J43 | Methuen | N | Mixed | 4.16 | 2.5507 | 3.9824 | 510 | 3401.512 | Metered | 0.82141 | No | No | [16 empty] | 12 | 12 | [6 empty] | 12 | 12 | [16 empty] | 62.76 | 62.76 | [6 empty] | 62.76 | 62.76 | 7.641% | 0 | 0 | 0 | 0 | 0 | 0 | 0 | 0 | 0 | 0 | 0 | 0 | 0 | 0 | 0 | 0 | 73670.1984 | 73670.1984 | 0 | 0 | 0 | 0 | 0 | 0 | 73670.1984 | 73670.1984 | [8 empty] | 3401.512 |  | 0.82141 | [9 empty] | N |  | N |  |  |  |  | 27.902 | 155.9548 | 27.902 | 77.9587 | 0.13529 | 0.14973 | 0.13529 | 0.11432 |  |  |  | 0 | 44524.6667
Mass Electric | NE North | Merrimack Valley | Methuen 5 | Methuen | 14-5J44 | Methuen | N | Mixed | 4.16 | 2.1256 | 1.6633 | 321.5833 | 3918.023 | Metered | 0.79259 | No | No | [12 empty] | 1 | 1 |  |  | 8 | 8 | [6 empty] | 9 | 9 | [12 empty] | 1.2 | 1.2 |  |  | 160.41 | 160.41 | [6 empty] | 161.61 | 161.61 | 20.39% | 0 | 0 | 0 | 0 | 0 | 0 | 0 | 0 | 0 | 0 | 0 | 0 | 6054.912 | 6054.912 | 0 | 0 | 188295.6744 | 188295.6744 | 0 | 0 | 0 | 0 | 0 | 0 | 194350.5864 | 194350.5864 | [8 empty] | 3918.023 |  | 0.79259 | [9 empty] | N |  | N |  |  |  |  | 0.59705 | 42.4142 | 0.59705 | 41.2533 | 0.024877 | 0.12072 | 0.024877 | 0.11968 |  |  |  | 0 | 13092.3333
Mass Electric | NE North | Merrimack Valley | Methuen 5 | Methuen | 14-5J45 | Methuen | N | Mixed | 4.16 | 2.5291 | 1.8831 | 322.5833 | 4138.653 | Metered | 1.5131 | No | No | [16 empty] | 1 | 1 | [6 empty] | 1 | 1 | [16 empty] | 7.6 | 7.6 | [6 empty] | 7.6 | 7.6 | 0.5023% | 0 | 0 | 0 | 0 | 0 | 0 | 0 | 0 | 0 | 0 | 0 | 0 | 0 | 0 | 0 | 0 | 8921.184 | 8921.184 | 0 | 0 | 0 | 0 | 0 | 0 | 8921.184 | 8921.184 | [8 empty] | 4138.653 |  | 1.5131 | [9 empty] | N |  | N |  |  |  |  | 3.3201 | 31.416 | 3.3201 | 17.0588 | 0.4743 | -0.40747 | 0.4743 | -0.41782 |  |  |  | 1071 | 4389
Mass Electric | NE North | Merrimack Valley | Newbury 60 | Newbury | 14-60L1 | Newbury, Newburyport | N | OH | 13.2 | 10.8828 | 36.9888 | 2728.0833 | 40853.538 | Metered | 7.9106 | Partial | No | [16 empty] | 164 | 164 | 2 | 2 |  |  |  |  | 166 | 166 | [16 empty] | 2988.24 | 2988.24 | 17.2 | 17.2 |  |  |  |  | 3005.44 | 3005.44 | 37.99% | 0 | 0 | 0 | 0 | 0 | 0 | 0 | 0 | 0 | 0 | 0 | 0 | 0 | 0 | 0 | 0 | 3507715.6416 | 3507715.6416 | 20190.048 | 20190.048 | 0 | 0 | 0 | 0 | 3527905.6896 | 3527905.6896 | [8 empty] | 40853.538 |  | 7.9106 | [9 empty] | N |  | N |  |  |  |  | 391.4419 | 637.8116 | 181.5813 | 190.9934 | 0.99777 | 0.89771 | 0.49119 | 0.69446 |  |  |  | 389982 | -17662.6667
Mass Electric | NE North | Merrimack Valley | Newbury 60 | Newbury | 14-60L2 | Newbury | N | Mixed | 13.2 | 11.6602 | 34.9489 | 1013.75 | 17079.924 | Metered | 4.3668 | Partial | No | [12 empty] | 1 | 1 |  |  | 58 | 58 |  |  | 1 | 1 |  |  | 60 | 60 | [12 empty] | 1.2 | 1.2 |  |  | 503.89 | 503.89 |  |  | 10 | 10 |  |  | 515.09 | 515.09 | 11.8% | 0 | 0 | 0 | 0 | 0 | 0 | 0 | 0 | 0 | 0 | 0 | 0 | 6054.912 | 6054.912 | 0 | 0 | 591486.2376 | 591486.2376 | 0 | 0 | 32762.4 | 32762.4 | 0 | 0 | 630303.5496 | 630303.5496 | [8 empty] | 17079.924 |  | 4.3668 | [9 empty] | N |  | N |  |  |  |  | 580.9342 | 1159.9583 | 175.2829 | 151.82 | 3.1862 | -0.13936 | 1.9719 | 0.037497 |  |  |  | 116974 | 195574.6667
Mass Electric | NE North | Merrimack Valley | Newbury 60 | Newbury | 14-60L3 | Newbury, Newburyport | N | OH | 13.2 | 11.6602 | 5.6458 | 216.3333 | 12713.681 | Metered | 7.4076 | Partial | No | [16 empty] | 15 | 15 | [6 empty] | 15 | 15 | [16 empty] | 895.74 | 895.74 | [6 empty] | 895.74 | 895.74 | 12.09% | 0 | 0 | 0 | 0 | 0 | 0 | 0 | 0 | 0 | 0 | 0 | 0 | 0 | 0 | 0 | 0 | 1051455.4416 | 1051455.4416 | 0 | 0 | 0 | 0 | 0 | 0 | 1051455.4416 | 1051455.4416 | [8 empty] | 12713.681 |  | 7.4076 | [9 empty] | N |  | N |  |  |  |  | 8.7643 | 586.0213 | 8.7643 | 30.1478 | 0.28197 | 1.1598 | 0.28197 | 0.4805 |  |  |  | 0 | 5873
Mass Electric | NE North | Merrimack Valley | Newbury 60 | Newbury | 14-60L4 | Newbury, Newburyport | N | Mixed | 13.2 | 11.7745 | 10.7265 | 225.1667 | 17026.094 | Metered | 8.2764 | Partial | No | [16 empty] | 19 | 19 | [6 empty] | 19 | 19 | [16 empty] | 420.99 | 420.99 | [6 empty] | 420.99 | 420.99 | 5.087% | 0 | 0 | 0 | 0 | 0 | 0 | 0 | 0 | 0 | 0 | 0 | 0 | 0 | 0 | 0 | 0 | 494174.9016 | 494174.9016 | 0 | 0 | 0 | 0 | 0 | 0 | 494174.9016 | 494174.9016 | [8 empty] | 17026.094 |  | 8.2764 | [9 empty] | N |  | N |  |  |  |  | 1.2968 | 1060.4314 | 1.2968 | 50.0751 | 0.0044412 | 1.2805 | 0.0044412 | 0.85695 |  |  |  | 0 | 7419.6667
Mass Electric | NE North | Merrimack Valley | South Union St 61 | Lawrence | 14-61L1 | Lawrence | N | OH | 13.2 | 8.848 | 6.3072 | 1502.6667 | 14356.29 | Metered | 7.5677 | Partial | No | [16 empty] | 45 | 45 | [6 empty] | 45 | 45 | [16 empty] | 279.43 | 279.43 | [6 empty] | 279.43 | 279.43 | 3.692% | 0 | 0 | 0 | 0 | 0 | 0 | 0 | 0 | 0 | 0 | 0 | 0 | 0 | 0 | 0 | 0 | 328006.1112 | 328006.1112 | 0 | 0 | 0 | 0 | 0 | 0 | 328006.1112 | 328006.1112 | [8 empty] | 14356.29 |  | 7.5677 | [9 empty] | N |  | N |  |  |  |  | 124.5905 | 1207.6136 | 124.5905 | 20.3723 | 1.11 | 1.2094 | 1.11 | 0.87539 |  |  |  | 181846 | -152073.6667
Mass Electric | NE North | Merrimack Valley | South Union St 61 | Lawrence | 14-61L2 | Andover, Lawrence, North Andover | N | Mixed | 13.2 | 7.4991 | 10.5227 | 870.9167 | 14662.951 | Metered | 5.7386 | Partial | No | [16 empty] | 48 | 48 | [6 empty] | 48 | 48 | [16 empty] | 298 | 298 | [6 empty] | 298 | 298 | 5.193% | 0 | 0 | 0 | 0 | 0 | 0 | 0 | 0 | 0 | 0 | 0 | 0 | 0 | 0 | 0 | 0 | 349804.32 | 349804.32 | 0 | 0 | 0 | 0 | 0 | 0 | 349804.32 | 349804.32 | [8 empty] | 14662.951 |  | 5.7386 | [9 empty] | N |  | N |  |  |  |  | 77.3093 | 1750.9936 | 77.3093 | -0.72957 | 1.046 | 0.77692 | 1.046 | 0.18014 |  |  |  | 0 | 38478.3333
Mass Electric | NE North | Merrimack Valley | South Union St 61 | Lawrence | 14-61L3 | Andover, Lawrence | N | OH | 13.2 | 11.7745 | 22.0547 | 4108.25 | 34207.9092 | Estimated | 9.7625 | Partial | No | [16 empty] | 216 | 216 | [6 empty] | 216 | 216 | [16 empty] | 1223.705 | 1223.705 | [6 empty] | 1223.705 | 1223.705 | 12.53% | 0 | 0 | 0 | 0 | 0 | 0 | 0 | 0 | 0 | 0 | 0 | 0 | 0 | 0 | 0 | 0 | 1436433.8772 | 1436433.8772 | 0 | 0 | 0 | 0 | 0 | 0 | 1436433.8772 | 1436433.8772 | [8 empty] | 34207.9092 |  | 9.7625 | [9 empty] | N |  | N |  |  |  |  | 32.2103 | 1636.5832 | 32.2103 | -0.31092 | 0.12609 | 1.3063 | 0.12609 | 0.74512 |  |  |  | 0 | 27386
Mass Electric | NE North | Merrimack Valley | River Road 62 | Andover | 14-62L2 | Andover | N | Mixed | 13.2 | 8.848 | 32.0907 | 1201.3333 | 23232.5379 | Estimated | 6.6303 | Partial | No | [16 empty] | 81 | 81 | 2 | 2 |  |  |  |  | 83 | 83 | [16 empty] | 611.52 | 611.52 | 10 | 10 |  |  |  |  | 621.52 | 621.52 | 9.374% | 0 | 0 | 0 | 0 | 0 | 0 | 0 | 0 | 0 | 0 | 0 | 0 | 0 | 0 | 0 | 0 | 717826.6368 | 717826.6368 | 11738.4 | 11738.4 | 0 | 0 | 0 | 0 | 729565.0368 | 729565.0368 | [8 empty] | 23232.5379 |  | 6.6303 | [9 empty] | N |  | N |  |  |  |  | 729.6934 | 1197.0614 | 33.2339 | 310.8795 | 1.1163 | 0.62624 | 0.16565 | 1.0558 |  |  |  | 0 | 227519.3333
Mass Electric | NE North | Merrimack Valley | West Methuen 63 | Methuen | 14-63L1 | Lawrence, Methuen | N | Mixed | 13.2 | 9.7168 | 34.3773 | 3143 | 29000.6163 | Estimated | 8.2764 | Partial | No | [16 empty] | 254 | 254 | 2 | 2 |  |  |  |  | 256 | 256 | [16 empty] | 1699.72 | 1699.72 | 12.6 | 12.6 |  |  |  |  | 1712.32 | 1712.32 | 20.69% | 0 | 0 | 0 | 0 | 0 | 0 | 0 | 0 | 0 | 0 | 0 | 0 | 0 | 0 | 0 | 0 | 1995199.3248 | 1995199.3248 | 14790.384 | 14790.384 | 0 | 0 | 0 | 0 | 2009989.7088 | 2009989.7088 | [8 empty] | 29000.6163 |  | 8.2764 | [9 empty] | N |  | N |  |  |  |  | 478.9599 | 405.1865 | 149.3042 | -114.3398 | 3.679 | -2.9784 | 1.6767 | -1.2131 |  |  |  | 424213 | -361715.3333
Mass Electric | NE North | Merrimack Valley | West Methuen 63 | Methuen | 14-63L2 | Methuen | N | Mixed | 13.2 | 11.7745 | 18.4019 | 1228.9167 | 10813.823 | Metered | 5.3271 | Partial | No | [16 empty] | 147 | 147 | [6 empty] | 147 | 147 | [16 empty] | 2871.595 | 2871.595 | [6 empty] | 2871.595 | 2871.595 | 53.91% | 0 | 0 | 0 | 0 | 0 | 0 | 0 | 0 | 0 | 0 | 0 | 0 | 0 | 0 | 0 | 0 | 3370793.0748 | 3370793.0748 | 0 | 0 | 0 | 0 | 0 | 0 | 3370793.0748 | 3370793.0748 | [8 empty] | 10813.823 |  | 5.3271 | [9 empty] | N |  | N |  |  |  |  | 200.3879 | 534.6012 | 183.2167 | -47.0535 | 2.2109 | -1.3989 | 2.193 | -1.594 |  |  |  | 203536 | -203536
Mass Electric | NE North | Merrimack Valley | East Bradford 65 | Haverhill | 14-65L1 | Haverhill | N | OH | 13.2 | 9.7168 | 4.2195 | 499.0833 | 22431.4159 | Estimated | 6.4017 | Partial | No | [16 empty] | 6 | 6 | [6 empty] | 6 | 6 | [16 empty] | 37.8 | 37.8 | [6 empty] | 37.8 | 37.8 | 0.5905% | 0 | 0 | 0 | 0 | 0 | 0 | 0 | 0 | 0 | 0 | 0 | 0 | 0 | 0 | 0 | 0 | 44371.152 | 44371.152 | 0 | 0 | 0 | 0 | 0 | 0 | 44371.152 | 44371.152 | [8 empty] | 22431.4159 |  | 6.4017 | [9 empty] | N |  | N |  |  |  |  | 376.4421 | 132.4014 | 162.2555 | -151.3895 | 5.0152 | -3.6376 | 3.0035 | -1.9667 |  |  |  | 0 | 2334.3333
Mass Electric | NE North | Merrimack Valley | East Bradford 65 | Haverhill | 14-65L3 | Boxford, Haverhill | N | Mixed | 13.2 | 9.7168 | 24.208 | 1918.6667 | 19867.8255 | Estimated | 5.67 | Partial | No | [16 empty] | 61 | 61 | [6 empty] | 61 | 61 | [16 empty] | 375.91 | 375.91 | [6 empty] | 375.91 | 375.91 | 6.63% | 0 | 0 | 0 | 0 | 0 | 0 | 0 | 0 | 0 | 0 | 0 | 0 | 0 | 0 | 0 | 0 | 441258.1944 | 441258.1944 | 0 | 0 | 0 | 0 | 0 | 0 | 441258.1944 | 441258.1944 | [8 empty] | 19867.8255 |  | 5.67 | [9 empty] | N |  | N |  |  |  |  | 163.0174 | 848.8343 | 102.8579 | 15.688 | 4.4249 | -2.1793 | 4.254 | -2.4089 |  |  |  | 57938 | 101863
Mass Electric | NE North | Merrimack Valley | Hillside 66 | Amesbury | 14-66L1 | Amesbury | N | OH | 13.2 | 9.7168 | 2.3883 | 300.9167 | 1602.244 | Estimated | 0.45726 | No | No | [16 empty] | 16 | 16 | [6 empty] | 16 | 16 | [16 empty] | 108.92 | 108.92 | [6 empty] | 108.92 | 108.92 | 23.82% | 0 | 0 | 0 | 0 | 0 | 0 | 0 | 0 | 0 | 0 | 0 | 0 | 0 | 0 | 0 | 0 | 127854.6528 | 127854.6528 | 0 | 0 | 0 | 0 | 0 | 0 | 127854.6528 | 127854.6528 | [8 empty] | 1602.244 |  | 0.45726 | [9 empty] | N |  | N |  |  |  |  | 0.20271 | 1208.6037 | 0.20271 | 86.1591 | 0.0033232 | 1.6832 | 0.0033232 | 1.0176 |  |  |  | 0 | 8858
Mass Electric | NE North | Merrimack Valley | Hillside 66 | Amesbury | 14-66L2 | Amesbury | N | Mixed | 13.2 | 11.6602 | 0.29678 | 17 | 961.3464 | Estimated | 0.27436 | No | No | [24 empty] | 0 | 0 | [24 empty] | 0 | 0 | 0% | 0 | 0 | 0 | 0 | 0 | 0 | 0 | 0 | 0 | 0 | 0 | 0 | 0 | 0 | 0 | 0 | 0 | #VALUE! | 0 | 0 | 0 | 0 | 0 | 0 | 0 | #VALUE! | [8 empty] | 961.3464 |  | 0.27436 | [9 empty] | N |  | N |  |  |  |  | 0 | 1091.9259 | 0 | 3.6667 | 0 | 0.98148 | 0 | 0.33333 |  |  |  | 0 | 0
Mass Electric | NE North | Merrimack Valley | North Lawrence 6 | Lawrence | 14-6J1 | Lawrence | N | Mixed | 4.16 | 2.0895 | 1.9928 | 533.0833 | 4872.7638 | Estimated | 1.3906 | No | No | [16 empty] | 9 | 9 | [6 empty] | 9 | 9 | [16 empty] | 59.8 | 59.8 | [6 empty] | 59.8 | 59.8 | 4.3% | 0 | 0 | 0 | 0 | 0 | 0 | 0 | 0 | 0 | 0 | 0 | 0 | 0 | 0 | 0 | 0 | 70195.632 | 70195.632 | 0 | 0 | 0 | 0 | 0 | 0 | 70195.632 | 70195.632 | [8 empty] | 4872.7638 |  | 1.3906 | [9 empty] | N |  | N |  |  |  |  | 62.5043 | -19.4065 | 62.5043 | -35.5481 | 0.03189 | 0.35368 | 0.03189 | 0.32964 |  |  |  | 0 | 9804
Mass Electric | NE North | Merrimack Valley | North Lawrence 6 | Lawrence | 14-6J2 | Lawrence | N | OH | 13.2 | 2.2481 | 2.8312 | 960.0833 | 6892.5623 | Estimated | 1.9671 | No | No | [16 empty] | 21 | 21 | [6 empty] | 21 | 21 | [16 empty] | 228.485 | 228.485 | [6 empty] | 228.485 | 228.485 | 11.62% | 0 | 0 | 0 | 0 | 0 | 0 | 0 | 0 | 0 | 0 | 0 | 0 | 0 | 0 | 0 | 0 | 268204.8324 | 268204.8324 | 0 | 0 | 0 | 0 | 0 | 0 | 268204.8324 | 268204.8324 | [8 empty] | 6892.5623 |  | 1.9671 | [9 empty] | N |  | N |  |  |  |  | 16.2298 | 18.9498 | 16.2298 | 18.9498 | 0.03958 | 0.31647 | 0.03958 | 0.31647 |  |  |  | 0 | 28341.3333
Mass Electric | NE North | Merrimack Valley | North Lawrence 6 | Lawrence | 14-6J3 | Lawrence | N | Mixed | 13.2 | 2.0895 | 1.5879 | 347.75 | 5680.6832 | Estimated | 1.6212 | No | No | [16 empty] | 3 | 3 | [6 empty] | 3 | 3 | [16 empty] | 23.6 | 23.6 | [6 empty] | 23.6 | 23.6 | 1.456% | 0 | 0 | 0 | 0 | 0 | 0 | 0 | 0 | 0 | 0 | 0 | 0 | 0 | 0 | 0 | 0 | 27702.624 | 27702.624 | 0 | 0 | 0 | 0 | 0 | 0 | 27702.624 | 27702.624 | [8 empty] | 5680.6832 |  | 1.6212 | [9 empty] | N |  | N |  |  |  |  | 194.8641 | 1324.6641 | 194.8641 | 208.851 | 0.93746 | -0.27715 | 0.93746 | -0.60669 |  |  |  | 48294 | 56239.3333
Mass Electric | NE North | Merrimack Valley | North Lawrence 6 | Lawrence | 14-6J4 | Lawrence | N | OH | 13.2 | 2.5507 | 1.6278 | 369.0833 | 7927.7091 | Estimated | 2.2625 | No | No | [16 empty] | 10 | 10 | [6 empty] | 10 | 10 | [16 empty] | 228.4 | 228.4 | [6 empty] | 228.4 | 228.4 | 10.1% | 0 | 0 | 0 | 0 | 0 | 0 | 0 | 0 | 0 | 0 | 0 | 0 | 0 | 0 | 0 | 0 | 268105.056 | 268105.056 | 0 | 0 | 0 | 0 | 0 | 0 | 268105.056 | 268105.056 | [8 empty] | 7927.7091 |  | 2.2625 | [9 empty] | N |  | N |  |  |  |  | 4.0235 | 41.8796 | 4.0235 | 41.8796 | 0.073154 | -0.0077324 | 0.073154 | -0.0077324 |  |  |  | 0 | 18783.3333
Mass Electric | NE North | Merrimack Valley | North Lawrence 6 | Lawrence | 14-6J5 | Lawrence | N | Mixed | 13.2 | 2.1112 | 2.9087 | 490.0833 | 6387.6127 | Estimated | 1.8229 | No | No | [16 empty] | 8 | 8 | [6 empty] | 8 | 8 | [16 empty] | 213.7 | 213.7 | [6 empty] | 213.7 | 213.7 | 11.72% | 0 | 0 | 0 | 0 | 0 | 0 | 0 | 0 | 0 | 0 | 0 | 0 | 0 | 0 | 0 | 0 | 250849.608 | 250849.608 | 0 | 0 | 0 | 0 | 0 | 0 | 250849.608 | 250849.608 | [8 empty] | 6387.6127 |  | 1.8229 | [9 empty] | N |  | N |  |  |  |  | 0 | 29.2262 | 0 | 29.2262 | 0 | 0.67317 | 0 | 0.67317 |  |  |  | 0 | 10228
Mass Electric | NE North | Merrimack Valley | North Lawrence 6 | Lawrence | 14-6J6 | Lawrence | N | Mixed | 13.2 | 2.104 | 1.2896 | 359.5833 | 3660.8848 | Estimated | 1.0448 | No | No | [16 empty] | 5 | 5 | [6 empty] | 5 | 5 | [16 empty] | 123.7 | 123.7 | [6 empty] | 123.7 | 123.7 | 11.84% | 0 | 0 | 0 | 0 | 0 | 0 | 0 | 0 | 0 | 0 | 0 | 0 | 0 | 0 | 0 | 0 | 145204.008 | 145204.008 | 0 | 0 | 0 | 0 | 0 | 0 | 145204.008 | 145204.008 | [8 empty] | 3660.8848 |  | 1.0448 | [9 empty] | N |  | N |  |  |  |  | 35.2352 | 109.3166 | 35.2352 | 109.3166 | 1.0067 | 0.22077 | 1.0067 | 0.22077 |  |  |  | 12670 | 63763
Mass Electric | NE North | Merrimack Valley | North Lawrence 6 | Lawrence | 14-6J8 | Lawrence, Methuen | N | Mixed | 13.2 | 2.5507 | 3.0123 | 868.75 | 7448.0069 | Estimated | 2.1256 | No | No | [16 empty] | 24 | 24 | [6 empty] | 24 | 24 | [16 empty] | 138.01 | 138.01 | [6 empty] | 138.01 | 138.01 | 6.493% | 0 | 0 | 0 | 0 | 0 | 0 | 0 | 0 | 0 | 0 | 0 | 0 | 0 | 0 | 0 | 0 | 162001.6584 | 162001.6584 | 0 | 0 | 0 | 0 | 0 | 0 | 162001.6584 | 162001.6584 | [8 empty] | 7448.0069 |  | 2.1256 | [9 empty] | N |  | N |  |  |  |  | 0.19453 | 53.097 | 0.19453 | 49.6047 | 0.0011511 | 0.40567 | 0.0011511 | 0.39425 |  |  |  | 0 | 33799.3333
Mass Electric | NE North | Merrimack Valley | Billerica 70 | Billerica | 14-70L1 | Billerica, Lowell, Tewksbury | N | OH | 13.2 | 9.7168 | 25.6867 | 2089.5 | 32693.73 | Metered | 7.5677 | Partial | No | [16 empty] | 80 | 80 | [6 empty] | 80 | 80 | [16 empty] | 639.39 | 639.39 | [6 empty] | 639.39 | 639.39 | 8.449% | 0 | 0 | 0 | 0 | 0 | 0 | 0 | 0 | 0 | 0 | 0 | 0 | 0 | 0 | 0 | 0 | 750541.5576 | 750541.5576 | 0 | 0 | 0 | 0 | 0 | 0 | 750541.5576 | 750541.5576 | [8 empty] | 32693.73 |  | 7.5677 | [9 empty] | N |  | N |  |  |  |  | 118.971 | 1019.8979 | 110.9888 | -20.3287 | 0.56999 | 0.93906 | 0.55181 | 0.16059 |  |  |  | 133001 | -106188.3333
Mass Electric | NE North | Merrimack Valley | Billerica 70 | Billerica | 14-70L2 | Billerica | N | Mixed | 13.2 | 9.7168 | 11.2837 | 1103 | 15232.131 | Metered | 3.9096 | Partial | No | [16 empty] | 38 | 38 | [6 empty] | 38 | 38 | [16 empty] | 270.66 | 270.66 | [6 empty] | 270.66 | 270.66 | 6.923% | 0 | 0 | 0 | 0 | 0 | 0 | 0 | 0 | 0 | 0 | 0 | 0 | 0 | 0 | 0 | 0 | 317711.5344 | 317711.5344 | 0 | 0 | 0 | 0 | 0 | 0 | 317711.5344 | 317711.5344 | [8 empty] | 15232.131 |  | 3.9096 | [9 empty] | N |  | N |  |  |  |  | 263.0118 | 36.5 | 103.3128 | 65.2092 | 2.5367 | -1.3164 | 2.1142 | -1.4883 |  |  |  | 0 | 71016.3333
Mass Electric | NE North | Merrimack Valley | Billerica 70 | Billerica | 14-70L3 | Billerica, Chelmsford, Lowell | N | Mixed | 13.2 | 12.1174 | 26.5121 | 2651.75 | 26310.395 | Metered | 6.7141 | Partial | No | [16 empty] | 128 | 128 | 1 | 1 |  |  |  |  | 129 | 129 | [16 empty] | 1024.62 | 1024.62 | 10 | 10 |  |  |  |  | 1034.62 | 1034.62 | 15.41% | 0 | 0 | 0 | 0 | 0 | 0 | 0 | 0 | 0 | 0 | 0 | 0 | 0 | 0 | 0 | 0 | 1202739.9408 | 1202739.9408 | 11738.4 | 11738.4 | 0 | 0 | 0 | 0 | 1214478.3408 | 1214478.3408 | [8 empty] | 26310.395 |  | 6.7141 | [9 empty] | N |  | N |  |  |  |  | 127.8148 | 968.8034 | 80.063 | 113.296 | 0.47478 | 2.2264 | 0.31903 | 1.6997 |  |  |  | 1248 | 233713
Mass Electric | NE North | Merrimack Valley | Billerica 70 | Billerica | 14-70L4 | Billerica | N | Mixed | 13.2 | 12.1174 | 14.4907 | 652.8333 | 25425.307 | Metered | 6.0968 | Partial | No | [16 empty] | 17 | 17 | [6 empty] | 17 | 17 | [16 empty] | 182.01 | 182.01 | [6 empty] | 182.01 | 182.01 | 2.985% | 0 | 0 | 0 | 0 | 0 | 0 | 0 | 0 | 0 | 0 | 0 | 0 | 0 | 0 | 0 | 0 | 213650.6184 | 213650.6184 | 0 | 0 | 0 | 0 | 0 | 0 | 213650.6184 | 213650.6184 | [8 empty] | 25425.307 |  | 6.0968 | [9 empty] | N |  | N |  |  |  |  | 6.1333 | 1184.7704 | 6.1333 | 107.5498 | 1.9224 | -0.40167 | 1.9224 | -0.75289 |  |  |  | 0 | 21706.3333
Mass Electric | NE North | Merrimack Valley | Billerica 70 | Billerica | 14-70L5 | Billerica | N | Mixed | 13.2 | 11.7745 | 27.0917 | 1805.0833 | 33433.4913 | Estimated | 9.5415 | Partial | No | [16 empty] | 147 | 147 | 1 | 1 |  |  |  |  | 148 | 148 | [16 empty] | 1154.301 | 1154.301 | 3.8 | 3.8 |  |  |  |  | 1158.101 | 1158.101 | 12.14% | 0 | 0 | 0 | 0 | 0 | 0 | 0 | 0 | 0 | 0 | 0 | 0 | 0 | 0 | 0 | 0 | 1354964.6858 | 1354964.6858 | 4460.592 | 4460.592 | 0 | 0 | 0 | 0 | 1359425.2778 | 1359425.2778 | [8 empty] | 33433.4913 |  | 9.5415 | [9 empty] | N |  | N |  |  |  |  | 88.068 | 856.8061 | 81.0987 | 78.3993 | 0.6936 | 1.4312 | 0.68806 | 1.0416 |  |  |  | 79629 | 53441.3333
Mass Electric | NE North | Merrimack Valley | Billerica 70 | Billerica | 14-70L6 | Billerica | N | Mixed | 13.2 | 11.7973 | 34.0161 | 2495.25 | 32503.075 | Metered | 9.1757 | Partial | No | [16 empty] | 110 | 110 | [6 empty] | 110 | 110 | [16 empty] | 952.72 | 952.72 | [6 empty] | 952.72 | 952.72 | 10.38% | 0 | 0 | 0 | 0 | 0 | 0 | 0 | 0 | 0 | 0 | 0 | 0 | 0 | 0 | 0 | 0 | 1118340.8448 | 1118340.8448 | 0 | 0 | 0 | 0 | 0 | 0 | 1118340.8448 | 1118340.8448 | [8 empty] | 32503.075 |  | 9.1757 | [9 empty] | N |  | N |  |  |  |  | 249.892 | 507.9443 | 235.2738 | -70.468 | 3.6561 | -2.1829 | 3.574 | -2.4948 |  |  |  | 218050 | 83929
Mass Electric | NE North | Merrimack Valley | Billerica 70 | Billerica | 14-70L8 | Billerica, Tewksbury | N | OH | 13.2 | 11.7973 | 38.0449 | 2824.5833 | 21687.584 | Metered | 8.3145 | Partial | No | [16 empty] | 123 | 123 | [6 empty] | 123 | 123 | [16 empty] | 5848.39 | 5848.39 | [6 empty] | 5848.39 | 5848.39 | 70.34% | 0 | 0 | 0 | 0 | 0 | 0 | 0 | 0 | 0 | 0 | 0 | 0 | 0 | 0 | 0 | 0 | 6865074.1176 | 6865074.1176 | 0 | 0 | 0 | 0 | 0 | 0 | 6865074.1176 | 6865074.1176 | [8 empty] | 21687.584 |  | 8.3145 | [9 empty] | N |  | N |  |  |  |  | 167.0653 | 441.3443 | 19.8868 | 146.1146 | 2.8857 | -0.71018 | 2.1292 | -0.31892 |  |  |  | 0 | 257268
Mass Electric | NE North | Merrimack Valley | North Andover Jct 71 | North Andover | 14-71L1 | Andover, Lawrence, North Andover | N | Mixed | 13.2 | 11.7745 | 23.3652 | 3398.25 | 38791.972 | Metered | 9.1757 | Partial | No | [12 empty] | 1 | 1 |  |  | 71 | 71 | 1 | 1 |  |  |  |  | 73 | 73 | [12 empty] | 1.2 | 1.2 |  |  | 486.91 | 486.91 | 10 | 10 |  |  |  |  | 498.11 | 498.11 | 5.429% | 0 | 0 | 0 | 0 | 0 | 0 | 0 | 0 | 0 | 0 | 0 | 0 | 6054.912 | 6054.912 | 0 | 0 | 571554.4344 | 571554.4344 | 11738.4 | 11738.4 | 0 | 0 | 0 | 0 | 589347.7464 | 589347.7464 | [8 empty] | 38791.972 |  | 9.1757 | [9 empty] | N |  | N |  |  |  |  | 34.8909 | 2711.1678 | 34.8909 | 165.5402 | 1.323 | 1.7686 | 1.323 | 0.76192 |  |  |  | 46672 | 505734
Mass Electric | NE North | Merrimack Valley | North Andover Jct 71 | North Andover | 14-71L3 | North Andover | N | Mixed | 13.2 | 11.7745 | 22.0559 | 1822.5833 | 36632.27 | Metered | 7.8192 | Partial | No | [16 empty] | 44 | 44 | [6 empty] | 44 | 44 | [16 empty] | 558.25 | 558.25 | [6 empty] | 558.25 | 558.25 | 7.14% | 0 | 0 | 0 | 0 | 0 | 0 | 0 | 0 | 0 | 0 | 0 | 0 | 0 | 0 | 0 | 0 | 655296.18 | 655296.18 | 0 | 0 | 0 | 0 | 0 | 0 | 655296.18 | 655296.18 | [8 empty] | 36632.27 |  | 7.8192 | [9 empty] | N |  | N |  |  |  |  | 187.1651 | 1097.3129 | 173.6453 | -63.6798 | 1.2987 | -0.038515 | 1.2833 | -1.0354 |  |  |  | 294917 | -188316
Mass Electric | NE North | Merrimack Valley | West Chelmsford 73 | Chelmsford | 14-73L1 | Chelmsford, Westford | N | OH | 13.2 | 11.7745 | 30.7504 | 1656.5833 | 9610.542 | Metered | 5.3042 | Partial | No | [16 empty] | 76 | 76 | [6 empty] | 76 | 76 | [16 empty] | 1755.6 | 1755.6 | [6 empty] | 1755.6 | 1755.6 | 33.1% | 0 | 0 | 0 | 0 | 0 | 0 | 0 | 0 | 0 | 0 | 0 | 0 | 0 | 0 | 0 | 0 | 2060793.504 | 2060793.504 | 0 | 0 | 0 | 0 | 0 | 0 | 2060793.504 | 2060793.504 | [8 empty] | 9610.542 |  | 5.3042 | [9 empty] | N |  | N |  |  |  |  | 914.2245 | 1286.3407 | 587.0975 | -295.1926 | 5.8717 | -2.9055 | 4.8685 | -2.9284 |  |  |  | 73340 | 32846.6667
Mass Electric | NE North | Merrimack Valley | West Chelmsford 73 | Chelmsford | 14-73L2 | Chelmsford, Westford | N | OH | 13.2 | 11.7745 | 25.817 | 1834.8333 | 11295.8201 | Estimated | 3.2237 | Partial | No | [16 empty] | 78 | 78 | [6 empty] | 78 | 78 | [16 empty] | 4508.88 | 4508.88 | [6 empty] | 4508.88 | 4508.88 | 139.9% | 0 | 0 | 0 | 0 | 0 | 0 | 0 | 0 | 0 | 0 | 0 | 0 | 0 | 0 | 0 | 0 | 5292703.6992 | 5292703.6992 | 0 | 0 | 0 | 0 | 0 | 0 | 5292703.6992 | 5292703.6992 | [8 empty] | 11295.8201 |  | 3.2237 | [9 empty] | N |  | N |  |  |  |  | 865.8116 | 976.4608 | 531.4897 | -380.9908 | 5.2299 | -2.6123 | 4.2167 | -2.4756 |  |  |  | 0 | 149441
Mass Electric | NE North | Merrimack Valley | East Methuen 74 | Methuen | 14-74L1 | Haverhill, Methuen | N | Mixed | 13.2 | 11.7745 | 38.3201 | 3039.3333 | 37156.319 | Metered | 9.8311 | Partial | No | [16 empty] | 175 | 175 | [6 empty] | 175 | 175 | [16 empty] | 3179.64 | 3179.64 | [6 empty] | 3179.64 | 3179.64 | 32.34% | 0 | 0 | 0 | 0 | 0 | 0 | 0 | 0 | 0 | 0 | 0 | 0 | 0 | 0 | 0 | 0 | 3732388.6176 | 3732388.6176 | 0 | 0 | 0 | 0 | 0 | 0 | 3732388.6176 | 3732388.6176 | [8 empty] | 37156.319 |  | 9.8311 | [9 empty] | N |  | N |  |  |  |  | 107.9921 | 726.2113 | 71.6871 | 84.6533 | 0.42641 | 0.63695 | 0.29612 | 0.30099 |  |  |  | 0 | 320749
Mass Electric | NE North | Merrimack Valley | East Methuen 74 | Methuen | 14-74L2 | Methuen | N | Mixed | 13.2 | 9.7168 | 16.7873 | 1579.0833 | 27147.482 | Metered | 6.676 | Partial | No | [12 empty] | 1 | 1 |  |  | 73 | 73 | [6 empty] | 74 | 74 | [12 empty] | 300 | 300 |  |  | 465.16 | 465.16 | [6 empty] | 765.16 | 765.16 | 11.46% | 0 | 0 | 0 | 0 | 0 | 0 | 0 | 0 | 0 | 0 | 0 | 0 | 1513728 | 1513728 | 0 | 0 | 546023.4144 | 546023.4144 | 0 | 0 | 0 | 0 | 0 | 0 | 2059751.4144 | 2059751.4144 | [8 empty] | 27147.482 |  | 6.676 | [7 empty] | 6 | 3 | N |  | N |  |  |  |  | 46.3991 | 392.8559 | 46.3991 | 197.3598 | 0.33374 | 2.1603 | 0.33374 | 2.1039 |  |  |  | 0 | 305025.3333
Mass Electric | NE North | Merrimack Valley | East Methuen 74 | Methuen | 14-74L3 | Lawrence, Methuen | N | OH | 13.2 | 11.3629 | 19.5434 | 3238.1667 | 27571.042 | Metered | 7.4534 | Partial | No | [16 empty] | 169 | 169 | [6 empty] | 169 | 169 | [16 empty] | 1243.59 | 1243.59 | [6 empty] | 1243.59 | 1243.59 | 16.68% | 0 | 0 | 0 | 0 | 0 | 0 | 0 | 0 | 0 | 0 | 0 | 0 | 0 | 0 | 0 | 0 | 1459775.6856 | 1459775.6856 | 0 | 0 | 0 | 0 | 0 | 0 | 1459775.6856 | 1459775.6856 | [8 empty] | 27571.042 |  | 7.4534 | [7 empty] | 0 | -1.5 | N |  | N |  |  |  |  | 196.5109 | -103.9821 | 169.0599 | -130.9722 | 2.1941 | -1.6932 | 2.1768 | -1.6891 |  |  |  | 530168 | -487017.3333
Mass Electric | NE North | Merrimack Valley | East Methuen 74 | Methuen | 14-74L4 | Lawrence, Methuen | N | OH | 13.2 | 9.5568 | 8.86 | 1574.4167 | 29944.245 | Metered | 6.5617 | Partial | No | [16 empty] | 53 | 53 | [6 empty] | 53 | 53 | [16 empty] | 915.34 | 915.34 | [6 empty] | 915.34 | 915.34 | 13.95% | 0 | 0 | 0 | 0 | 0 | 0 | 0 | 0 | 0 | 0 | 0 | 0 | 0 | 0 | 0 | 0 | 1074462.7056 | 1074462.7056 | 0 | 0 | 0 | 0 | 0 | 0 | 1074462.7056 | 1074462.7056 | [8 empty] | 29944.245 |  | 6.5617 | [7 empty] | 2 | -0.5 | N |  | N |  |  |  |  | 130.3454 | 604.7417 | 130.0609 | 220.1978 | 0.80601 | 2.0321 | 0.80538 | 1.4592 |  |  |  | 179463 | 535011.3333
Mass Electric | NE North | Merrimack Valley | East Methuen 74 | Methuen | 14-74L5 | Haverhill, Methuen | N | Mixed | 13.2 | 10.9743 | 53.2523 | 2914.5833 | 26450.484 | Metered | 9.191 | Partial | No | [16 empty] | 131 | 131 | [6 empty] | 131 | 131 | [16 empty] | 924.73 | 924.73 | [6 empty] | 924.73 | 924.73 | 10.06% | 0 | 0 | 0 | 0 | 0 | 0 | 0 | 0 | 0 | 0 | 0 | 0 | 0 | 0 | 0 | 0 | 1085485.0632 | 1085485.0632 | 0 | 0 | 0 | 0 | 0 | 0 | 1085485.0632 | 1085485.0632 | [8 empty] | 26450.484 |  | 9.191 | [7 empty] | 2 | 0.5 | N |  | N |  |  |  |  | 49.7515 | 979.9059 | 45.541 | 184.0178 | 0.16709 | 1.2924 | 0.16332 | 0.90313 |  |  |  | 0 | 319336.3333
Mass Electric | NE North | Merrimack Valley | East Methuen 74 | Methuen | 14-74L6 | Lawrence, Methuen | N | OH | 13.2 | 12.1174 | 8.4123 | 1714 | 24702.545 | Metered | 5.3957 | Partial | No | [16 empty] | 61 | 61 | [6 empty] | 61 | 61 | [16 empty] | 405.52 | 405.52 | [6 empty] | 405.52 | 405.52 | 7.516% | 0 | 0 | 0 | 0 | 0 | 0 | 0 | 0 | 0 | 0 | 0 | 0 | 0 | 0 | 0 | 0 | 476015.5968 | 476015.5968 | 0 | 0 | 0 | 0 | 0 | 0 | 476015.5968 | 476015.5968 | [8 empty] | 24702.545 |  | 5.3957 | [7 empty] | 3 | 0 | N |  | N |  |  |  |  | 126.224 | 438.163 | 126.224 | 265.8942 | 0.79113 | 0.53439 | 0.79113 | 0.49856 |  |  |  | 204784 | 449442
Mass Electric | NE North | Merrimack Valley | East Dracut 75 | Dracut | 14-75L1 | Dracut, Lowell | N | OH | 13.2 | 9.7168 | 16.3731 | 2988.4167 | 18019.859 | Metered | 7.9259 | Partial | No | [16 empty] | 101 | 101 | 1 | 1 |  |  |  |  | 102 | 102 | [16 empty] | 585.68 | 585.68 | 7.6 | 7.6 |  |  |  |  | 593.28 | 593.28 | 7.485% | 0 | 0 | 0 | 0 | 0 | 0 | 0 | 0 | 0 | 0 | 0 | 0 | 0 | 0 | 0 | 0 | 687494.6112 | 687494.6112 | 8921.184 | 8921.184 | 0 | 0 | 0 | 0 | 696415.7952 | 696415.7952 | [8 empty] | 18019.859 |  | 7.9259 | [7 empty] | 2 | 0.5 | N |  | N |  |  |  |  | 32.5477 | 310.6437 | 31.431 | 18.5566 | 1.221 | -0.70873 | 1.22 | -1.0218 |  |  |  | 0 | 110136.3333
Mass Electric | NE North | Merrimack Valley | East Dracut 75 | Dracut | 14-75L2 | Andover, Dracut, Lowell, Tewksbury | N | Mixed | 13.2 | 10.9971 | 39.0354 | 2397.3333 | 26890.995 | Estimated | 7.6744 | Partial | No | [16 empty] | 108 | 108 | [6 empty] | 108 | 108 | [16 empty] | 655.73 | 655.73 | [6 empty] | 655.73 | 655.73 | 8.544% | 0 | 0 | 0 | 0 | 0 | 0 | 0 | 0 | 0 | 0 | 0 | 0 | 0 | 0 | 0 | 0 | 769722.1032 | 769722.1032 | 0 | 0 | 0 | 0 | 0 | 0 | 769722.1032 | 769722.1032 | [8 empty] | 26890.995 |  | 7.6744 | [9 empty] | N |  | N |  |  |  |  | 109.5605 | 888.5742 | 92.7506 | 2.2404 | 1.8733 | -0.60604 | 1.8646 | -0.96081 |  |  |  | 108331 | -21264.6667
Mass Electric | NE North | Merrimack Valley | East Dracut 75 | Dracut | 14-75L3 | Dracut, Methuen | N | Mixed | 13.2 | 12.1174 | 48.7686 | 2255.5833 | 17681.691 | Metered | 9.2748 | Partial | No | [16 empty] | 200 | 200 | 1 | 1 |  |  |  |  | 201 | 201 | [16 empty] | 1895.455 | 1895.455 | 0 | 0 |  |  |  |  | 1895.455 | 1895.455 | 20.44% | 0 | 0 | 0 | 0 | 0 | 0 | 0 | 0 | 0 | 0 | 0 | 0 | 0 | 0 | 0 | 0 | 2224960.8972 | 2224960.8972 | 0 | 0 | 0 | 0 | 0 | 0 | 2224960.8972 | 2224960.8972 | [8 empty] | 17681.691 |  | 9.2748 | [9 empty] | N |  | N |  |  |  |  | 62.9212 | 2263.2844 | 49.7858 | 105.2936 | 1.4812 | 0.15854 | 1.4107 | -0.43756 |  |  |  | 10428 | 55953.3333
Mass Electric | NE North | Merrimack Valley | East Dracut 75 | Dracut | 14-75L4 | Dracut, Methuen | N | Mixed | 13.2 | 11.0886 | 8.7616 | 406.8333 | 10009.826 | Metered | 5.5176 | Partial | No | [16 empty] | 20 | 20 | [6 empty] | 20 | 20 | [16 empty] | 134.57 | 134.57 | [6 empty] | 134.57 | 134.57 | 2.439% | 0 | 0 | 0 | 0 | 0 | 0 | 0 | 0 | 0 | 0 | 0 | 0 | 0 | 0 | 0 | 0 | 157963.6488 | 157963.6488 | 0 | 0 | 0 | 0 | 0 | 0 | 157963.6488 | 157963.6488 | [8 empty] | 10009.826 |  | 5.5176 | [9 empty] | N |  | N |  |  |  |  | 107.0782 | 1928.4686 | 107.0782 | 25.8571 | 2.0598 | 0.014622 | 2.0598 | -0.65781 |  |  |  | 36312 | 14133.6667
Mass Electric | NE North | Merrimack Valley | East Dracut 75 | Dracut | 14-75L5 | Dracut, Lowell | N | Mixed | 13.2 | 9.7168 | 20.0297 | 3465.1667 | 15662.686 | Metered | 7.2857 | Partial | No | [16 empty] | 110 | 110 | 1 | 1 |  |  |  |  | 111 | 111 | [16 empty] | 634.62 | 634.62 | 7.6 | 7.6 |  |  |  |  | 642.22 | 642.22 | 8.815% | 0 | 0 | 0 | 0 | 0 | 0 | 0 | 0 | 0 | 0 | 0 | 0 | 0 | 0 | 0 | 0 | 744942.3408 | 744942.3408 | 8921.184 | 8921.184 | 0 | 0 | 0 | 0 | 753863.5248 | 753863.5248 | [8 empty] | 15662.686 |  | 7.2857 | [9 empty] | N |  | N |  |  |  |  | 61.447 | 1209.667 | 48.8992 | 30.3873 | 1.0782 | -0.12959 | 1.0686 | -0.49008 |  |  |  | 0 | 31113
Mass Electric | NE North | Merrimack Valley | East Dracut 75 | Dracut | 14-75L6 | Dracut, Methuen | N | Mixed | 13.2 | 11.7745 | 25.0494 | 1496.25 | 17019.697 | Metered | 8.3298 | Partial | No | [16 empty] | 89 | 89 | [6 empty] | 89 | 89 | [16 empty] | 678.41 | 678.41 | [6 empty] | 678.41 | 678.41 | 8.144% | 0 | 0 | 0 | 0 | 0 | 0 | 0 | 0 | 0 | 0 | 0 | 0 | 0 | 0 | 0 | 0 | 796344.7944 | 796344.7944 | 0 | 0 | 0 | 0 | 0 | 0 | 796344.7944 | 796344.7944 | [8 empty] | 17019.697 |  | 8.3298 | [9 empty] | N |  | N |  |  |  |  | 324.8127 | 908.8518 | 281.5285 | 233.5181 | 3.605 | -0.47719 | 2.918 | -0.09944 |  |  |  | 350754 | 313737.6667
Mass Electric | NE North | Merrimack Valley | Whittier 76 | Haverhill | 14-76L1 | Haverhill | N | Mixed | 13.2 | 11.6602 | 34.4612 | 2158.25 | 13302.332 | Metered | 7.6134 | Partial | No | [16 empty] | 79 | 79 | [6 empty] | 79 | 79 | [16 empty] | 486.32 | 486.32 | [6 empty] | 486.32 | 486.32 | 6.388% | 0 | 0 | 0 | 0 | 0 | 0 | 0 | 0 | 0 | 0 | 0 | 0 | 0 | 0 | 0 | 0 | 570861.8688 | 570861.8688 | 0 | 0 | 0 | 0 | 0 | 0 | 570861.8688 | 570861.8688 | [8 empty] | 13302.332 |  | 7.6134 | [9 empty] | N |  | N |  |  |  |  | 749.5916 | 710.7345 | 636.7386 | -379.6641 | 7.7591 | -4.5326 | 7.6604 | -5.0316 |  |  |  | 519840 | -282077
Mass Electric | NE North | Merrimack Valley | Whittier 76 | Haverhill | 14-76L3 | Haverhill | N | Mixed | 13.2 | 9.7168 | 24.6818 | 2087.75 | 25876.2405 | Estimated | 7.3848 | Partial | No | [16 empty] | 75 | 75 | [6 empty] | 75 | 75 | [16 empty] | 440.78 | 440.78 | [6 empty] | 440.78 | 440.78 | 5.969% | 0 | 0 | 0 | 0 | 0 | 0 | 0 | 0 | 0 | 0 | 0 | 0 | 0 | 0 | 0 | 0 | 517405.1952 | 517405.1952 | 0 | 0 | 0 | 0 | 0 | 0 | 517405.1952 | 517405.1952 | [8 empty] | 25876.2405 |  | 7.3848 | [9 empty] | N |  | N |  |  |  |  | 355.6542 | 620.8261 | 330.5056 | -254.752 | 5.2334 | -3.1378 | 5.049 | -3.6423 |  |  |  | 227211 | -184026
Mass Electric | NE North | Merrimack Valley | Boulevard 77 | Lowell | 14-77L1 | Lowell | N | Mixed | 13.2 | 11.7745 | 13.5777 | 1088.4167 | 22110.9671 | Estimated | 6.3102 | Partial | No | [12 empty] | 1 | 1 |  |  | 146 | 146 | [6 empty] | 147 | 147 | [12 empty] | 75 | 75 |  |  | 913.71 | 913.71 | [6 empty] | 988.71 | 988.71 | 15.67% | 0 | 0 | 0 | 0 | 0 | 0 | 0 | 0 | 0 | 0 | 0 | 0 | 378432 | 378432 | 0 | 0 | 1072549.3464 | 1072549.3464 | 0 | 0 | 0 | 0 | 0 | 0 | 1450981.3464 | 1450981.3464 | [8 empty] | 22110.9671 |  | 6.3102 | [9 empty] | N |  | N |  |  |  |  | 393.7747 | 58.041 | 393.7747 | -328.27 | 1.8532 | -0.55019 | 1.8532 | -1.0069 |  |  |  | 8666 | 27375.3333
Mass Electric | NE North | Merrimack Valley | Boulevard 77 | Lowell | 14-77L2 | Lowell | N | Mixed | 13.2 | 8.9166 | 10.9053 | 2379.4167 | 24995.0063 | Estimated | 7.1333 | Partial | No | [12 empty] | 1 | 1 |  |  | 45 | 45 | [6 empty] | 46 | 46 | [12 empty] | 1.2 | 1.2 |  |  | 268.795 | 268.795 | [6 empty] | 269.995 | 269.995 | 3.785% | 0 | 0 | 0 | 0 | 0 | 0 | 0 | 0 | 0 | 0 | 0 | 0 | 6054.912 | 6054.912 | 0 | 0 | 315522.3228 | 315522.3228 | 0 | 0 | 0 | 0 | 0 | 0 | 321577.2348 | 321577.2348 | [8 empty] | 24995.0063 |  | 7.1333 | [9 empty] | N |  | N |  |  |  |  | 156.8977 | 468.8017 | 155.0115 | 55.6302 | 1.0448 | 1.2506 | 1.0305 | 0.90378 |  |  |  | 0 | 274341.3333
Mass Electric | NE North | Merrimack Valley | Boulevard 77 | Lowell | 14-77L3 | Lowell, Tyngsborough | N | Mixed | 13.2 | 9.7168 | 11.5341 | 1189.1667 | 16983.7863 | Estimated | 4.847 | No | No | [16 empty] | 54 | 54 | [6 empty] | 54 | 54 | [16 empty] | 879.25 | 879.25 | [6 empty] | 879.25 | 879.25 | 18.14% | 0 | 0 | 0 | 0 | 0 | 0 | 0 | 0 | 0 | 0 | 0 | 0 | 0 | 0 | 0 | 0 | 1032098.82 | 1032098.82 | 0 | 0 | 0 | 0 | 0 | 0 | 1032098.82 | 1032098.82 | [8 empty] | 16983.7863 |  | 4.847 | [9 empty] | N |  | N |  |  |  |  | 835.4203 | 540.0799 | 835.4203 | -753.9528 | 2.2369 | -0.97988 | 2.2369 | -1.6561 |  |  |  | 818508 | -751417
Mass Electric | NE North | Merrimack Valley | North Dracut 78 | Dracut | 14-78L1 | Dracut | N | OH | 13.2 | 10.2884 | 28.7542 | 2224.25 | 23067.791 | Metered | 7.24 | Partial | No | [16 empty] | 178 | 178 | [6 empty] | 178 | 178 | [16 empty] | 1608.305 | 1608.305 | [6 empty] | 1608.305 | 1608.305 | 22.21% | 0 | 0 | 0 | 0 | 0 | 0 | 0 | 0 | 0 | 0 | 0 | 0 | 0 | 0 | 0 | 0 | 1887892.7412 | 1887892.7412 | 0 | 0 | 0 | 0 | 0 | 0 | 1887892.7412 | 1887892.7412 | [8 empty] | 23067.791 |  | 7.24 | [9 empty] | N |  | N |  |  |  |  | 264.5602 | 1009.1117 | 189.2112 | -153.0145 | 1.3726 | -0.42539 | 1.3025 | -0.98708 |  |  |  | 345314 | -337726
Mass Electric | NE North | Merrimack Valley | North Dracut 78 | Dracut | 14-78L3 | Dracut | N | Mixed | 13.2 | 10.7456 | 23.9097 | 1974.3333 | 24788.754 | Metered | 6.3559 | Partial | No | [16 empty] | 93 | 93 | 1 | 1 |  |  |  |  | 94 | 94 | [16 empty] | 544.325 | 544.325 | 7.6 | 7.6 |  |  |  |  | 551.925 | 551.925 | 8.684% | 0 | 0 | 0 | 0 | 0 | 0 | 0 | 0 | 0 | 0 | 0 | 0 | 0 | 0 | 0 | 0 | 638950.458 | 638950.458 | 8921.184 | 8921.184 | 0 | 0 | 0 | 0 | 647871.642 | 647871.642 | [8 empty] | 24788.754 |  | 6.3559 | [9 empty] | N |  | N |  |  |  |  | 57.5992 | 1686.3557 | 42.5435 | 203.5772 | 0.13676 | 3.1487 | 0.12207 | 2.4698 |  |  |  | 0 | 442435.3333
Mass Electric | NE North | Merrimack Valley | North Dracut 78 | Dracut | 14-78L9 | Dracut | N | OH | 13.2 | 11.8659 | 22.4392 | 1954.75 | 23385.209 | Metered | 8.0021 | Partial | No | [16 empty] | 115 | 115 | [6 empty] | 115 | 115 | [16 empty] | 880.35 | 880.35 | [6 empty] | 880.35 | 880.35 | 11% | 0 | 0 | 0 | 0 | 0 | 0 | 0 | 0 | 0 | 0 | 0 | 0 | 0 | 0 | 0 | 0 | 1033390.044 | 1033390.044 | 0 | 0 | 0 | 0 | 0 | 0 | 1033390.044 | 1033390.044 | [8 empty] | 23385.209 |  | 8.0021 | [9 empty] | N |  | N |  |  |  |  | 143.8409 | 1080.3439 | 143.8409 | -103.0032 | 1.2135 | -0.38395 | 1.2135 | -0.81672 |  |  |  | 104785 | -96941
Mass Electric | NE North | Merrimack Valley | North Andover 7 | North Andover | 14-7J1 | North Andover | N | OH | 4.16 | 2.0535 | 2 | 218.8333 | 2221.7783 | Estimated | 0.63407 | No | No | [16 empty] | 3 | 3 | [6 empty] | 3 | 3 | [16 empty] | 20.45 | 20.45 | [6 empty] | 20.45 | 20.45 | 3.225% | 0 | 0 | 0 | 0 | 0 | 0 | 0 | 0 | 0 | 0 | 0 | 0 | 0 | 0 | 0 | 0 | 24005.028 | 24005.028 | 0 | 0 | 0 | 0 | 0 | 0 | 24005.028 | 24005.028 | [8 empty] | 2221.7783 |  | 0.63407 | [9 empty] | N |  | N |  |  |  |  | 271.6679 | 1968.6227 | 271.6679 | 205.9994 | 1.3526 | 0.96856 | 1.3526 | -0.028427 |  |  |  | 59450 | 42534.3333
Mass Electric | NE North | Merrimack Valley | North Andover 7 | North Andover | 14-7J2 | North Andover | N | UG | 4.16 | 2.2697 | 0.017045 | 0 | 0 | Estimated | 0 | No | No | [24 empty] | 0 | 0 | [24 empty] | 0 | 0 | 0% | 0 | 0 | 0 | 0 | 0 | 0 | 0 | 0 | 0 | 0 | 0 | 0 | 0 | 0 | 0 | 0 | 0 | #VALUE! | 0 | 0 | 0 | 0 | 0 | 0 | 0 | #VALUE! | [8 empty] | 0 |  | 0 | [9 empty] | N |  | N |  |  |  |  | 0 | 1831.3738 | 0 | 690.4426 | 0 | 1.645 | 0 | 1.3169 |  |  |  | 0 | 32631
Mass Electric | NE North | Merrimack Valley | North Andover 7 | North Andover | 14-7J3 | North Andover | N | OH | 4.16 | 2.5507 | 4.0564 | 553 | 5554.4458 | Estimated | 1.5852 | No | No | [16 empty] | 12 | 12 | [6 empty] | 12 | 12 | [16 empty] | 170.17 | 170.17 | [6 empty] | 170.17 | 170.17 | 10.74% | 0 | 0 | 0 | 0 | 0 | 0 | 0 | 0 | 0 | 0 | 0 | 0 | 0 | 0 | 0 | 0 | 199752.3528 | 199752.3528 | 0 | 0 | 0 | 0 | 0 | 0 | 199752.3528 | 199752.3528 | [8 empty] | 5554.4458 |  | 1.5852 | [9 empty] | N |  | N |  |  |  |  | 0 | 1450.4437 | 0 | 472.3443 | 0 | 1.659 | 0 | 0.99287 |  |  |  | 0 | 263074.3333
Mass Electric | NE North | Merrimack Valley | North Andover 7 | North Andover | 14-7J4 | North Andover | N | Mixed | 4.16 | 2.0535 | 1.4902 | 62 | 1009.8992 | Estimated | 0.28821 | No | No | [16 empty] | 3 | 3 | [6 empty] | 3 | 3 | [16 empty] | 25.37 | 25.37 | [6 empty] | 25.37 | 25.37 | 8.803% | 0 | 0 | 0 | 0 | 0 | 0 | 0 | 0 | 0 | 0 | 0 | 0 | 0 | 0 | 0 | 0 | 29780.3208 | 29780.3208 | 0 | 0 | 0 | 0 | 0 | 0 | 29780.3208 | 29780.3208 | [8 empty] | 1009.8992 |  | 0.28821 | [9 empty] | N |  | N |  |  |  |  | 9.9194 | 92.3134 | 9.9194 | -6.586 | 0.016129 | 0.66641 | 0.016129 | 0.3172 |  |  |  | 0 | 0
Mass Electric | NE North | Merrimack Valley | Beach Road 7 | Salisbury | 14-7L1 | Salisbury | N | OH | 13.2 | 11.7745 | 12.4714 | 2574.75 | 27478.4845 | Estimated | 7.842 | Partial | No | [16 empty] | 55 | 55 | 1 | 1 |  |  |  |  | 56 | 56 | [16 empty] | 315.28 | 315.28 | 7.6 | 7.6 |  |  |  |  | 322.88 | 322.88 | 4.117% | 0 | 0 | 0 | 0 | 0 | 0 | 0 | 0 | 0 | 0 | 0 | 0 | 0 | 0 | 0 | 0 | 370088.2752 | 370088.2752 | 8921.184 | 8921.184 | 0 | 0 | 0 | 0 | 379009.4592 | 379009.4592 | [8 empty] | 27478.4845 |  | 7.842 | [9 empty] | N |  | N |  |  |  |  | 418.5311 | 1071.6155 | 320.5364 | -137.8964 | 1.3217 | 1.5933 | 1.1745 | 1.0586 |  |  |  | 759566 | -561108.3333
Mass Electric | NE North | Merrimack Valley | Beach Road 7 | Salisbury | 14-7L2 | Salisbury | N | Mixed | 13.2 | 11.7973 | 13.9576 | 1051.0833 | 16743.4497 | Estimated | 4.7784 | Partial | No | [16 empty] | 52 | 52 | 1 | 1 |  |  |  |  | 53 | 53 | [16 empty] | 416.77 | 416.77 | 0 | 0 |  |  |  |  | 416.77 | 416.77 | 8.722% | 0 | 0 | 0 | 0 | 0 | 0 | 0 | 0 | 0 | 0 | 0 | 0 | 0 | 0 | 0 | 0 | 489221.2968 | 489221.2968 | 0 | 0 | 0 | 0 | 0 | 0 | 489221.2968 | 489221.2968 | [8 empty] | 16743.4497 |  | 4.7784 | [9 empty] | N |  | N |  |  |  |  | 45.0697 | 1576.08 | 41.8102 | 91.393 | 0.1703 | 1.8335 | 0.1684 | 1.1591 |  |  |  | 0 | 83985.6667
Mass Electric | NE North | Merrimack Valley | Beach Road 7 | Salisbury | 14-7L4 | Salisbury | N | OH | 13.2 | 11.8202 | 22.8089 | 1462 | 18586.0303 | Estimated | 5.3042 | Partial | No | [16 empty] | 100 | 100 | [6 empty] | 100 | 100 | [16 empty] | 1362.43 | 1362.43 | [6 empty] | 1362.43 | 1362.43 | 25.69% | 0 | 0 | 0 | 0 | 0 | 0 | 0 | 0 | 0 | 0 | 0 | 0 | 0 | 0 | 0 | 0 | 1599274.8312 | 1599274.8312 | 0 | 0 | 0 | 0 | 0 | 0 | 1599274.8312 | 1599274.8312 | [8 empty] | 18586.0303 |  | 5.3042 | [9 empty] | N |  | N |  |  |  |  | 159.3851 | 1034.8748 | 113.8529 | -31.2283 | 1.1532 | 0.44324 | 1.0684 | -0.13884 |  |  |  | 52751 | -27083
Mass Electric | NE North | Merrimack Valley | West Andover 8 | Andover | 14-8L1 | Andover, Lawrence | N | Mixed | 13.2 | 11.2715 | 22.36 | 1377.8333 | 14616.376 | Metered | 4.8927 | Partial | No | [16 empty] | 100 | 100 | 1 | 1 |  |  |  |  | 101 | 101 | [16 empty] | 681.51 | 681.51 | 7.6 | 7.6 |  |  |  |  | 689.11 | 689.11 | 14.08% | 0 | 0 | 0 | 0 | 0 | 0 | 0 | 0 | 0 | 0 | 0 | 0 | 0 | 0 | 0 | 0 | 799983.6984 | 799983.6984 | 8921.184 | 8921.184 | 0 | 0 | 0 | 0 | 808904.8824 | 808904.8824 | [8 empty] | 14616.376 |  | 4.8927 | [9 empty] | N |  | N |  |  |  |  | 237.3785 | 1591.1766 | 77.0739 | 133.7067 | 2.0525 | 0.73975 | 1.2614 | 0.50672 |  |  |  | 56703 | 100135.3333
Mass Electric | NE North | Merrimack Valley | West Andover 8 | Andover | 14-8L2 | Andover, Lawrence, Methuen | N | OH | 13.2 | 11.7745 | 16.6369 | 4073.5 | 43193.202 | Metered | 9.6939 | Partial | No | [16 empty] | 185 | 185 | [6 empty] | 185 | 185 | [16 empty] | 1369.66 | 1369.66 | [6 empty] | 1369.66 | 1369.66 | 14.13% | 0 | 0 | 0 | 0 | 0 | 0 | 0 | 0 | 0 | 0 | 0 | 0 | 0 | 0 | 0 | 0 | 1607761.6944 | 1607761.6944 | 0 | 0 | 0 | 0 | 0 | 0 | 1607761.6944 | 1607761.6944 | [8 empty] | 43193.202 |  | 9.6939 | [9 empty] | N |  | N |  |  |  |  | 63.1648 | 480.1904 | 22.8801 | 271.5093 | 0.21161 | 1.8845 | 0.20032 | 1.6218 |  |  |  | 0 | 928502.6667
Mass Electric | NE North | Merrimack Valley | West Andover 8 | Andover | 14-8L3 | Andover, Lawrence | N | Mixed | 13.2 | 11.7745 | 2.8521 | 84.5 | 16539.417 | Metered | 3.841 | Partial | No | [16 empty] | 2 | 2 | [6 empty] | 2 | 2 | [16 empty] | 48.8 | 48.8 | [6 empty] | 48.8 | 48.8 | 1.271% | 0 | 0 | 0 | 0 | 0 | 0 | 0 | 0 | 0 | 0 | 0 | 0 | 0 | 0 | 0 | 0 | 57283.392 | 57283.392 | 0 | 0 | 0 | 0 | 0 | 0 | 57283.392 | 57283.392 | [8 empty] | 16539.417 |  | 3.841 | [9 empty] | N |  | N |  |  |  |  | 129.2308 | 828.6062 | 129.2308 | 26.6062 | 0.99408 | 0.10821 | 0.99408 | -0.22512 |  |  |  | 10920 | -7230
Mass Electric | NE North | Merrimack Valley | West Andover 8 | Andover | 14-8T1 | Andover, Lawrence | N | OH | 34.5 | 30.4157 | 14.9235 | 370.9167 | 50252.1979 | Estimated | 14.3414 | Partial | No | [16 empty] | 6 | 6 | [6 empty] | 6 | 6 | [16 empty] | 1350.6 | 1350.6 | [6 empty] | 1350.6 | 1350.6 | 9.418% | 0 | 0 | 0 | 0 | 0 | 0 | 0 | 0 | 0 | 0 | 0 | 0 | 0 | 0 | 0 | 0 | 1585388.304 | 1585388.304 | 0 | 0 | 0 | 0 | 0 | 0 | 1585388.304 | 1585388.304 | [8 empty] | 50252.1979 |  | 14.3414 | [9 empty] | N |  | N |  |  |  |  | 96.9005 | 416.9647 | 96.9005 | -44.5236 | 1.0056 | -0.23274 | 1.0056 | -0.57317 |  |  |  | 35340 | -16485
Mass Electric | NE North | Merrimack Valley | West Andover 8 | Andover | 14-8T2 | Andover, Lawrence | N | Mixed | 34.5 | 30.4157 | 12.0784 | 245.9167 | 48786.5088 | Estimated | 13.9231 | Partial | No | [16 empty] | 2 | 2 | [6 empty] | 2 | 2 | [16 empty] | 1739 | 1739 | [6 empty] | 1739 | 1739 | 12.49% | 0 | 0 | 0 | 0 | 0 | 0 | 0 | 0 | 0 | 0 | 0 | 0 | 0 | 0 | 0 | 0 | 2041307.76 | 2041307.76 | 0 | 0 | 0 | 0 | 0 | 0 | 2041307.76 | 2041307.76 | [8 empty] | 48786.5088 |  | 13.9231 | [9 empty] | N |  | N |  |  |  |  | 87.1108 | 1030.3566 | 87.1108 | 79.7566 | 1.411 | 0.33139 | 1.411 | 0.016009 |  |  |  | 19101 | -4193.6667
Mass Electric | NE North | Merrimack Valley | Pinehurst 92 | Billerica | 14-92L1 | Billerica | N | OH | 13.2 | 11.7973 | 14.2112 | 1027.5 | 20287.988 | Metered | 5.3576 | Partial | No | [16 empty] | 68 | 68 | [6 empty] | 68 | 68 | [16 empty] | 763.54 | 763.54 | [6 empty] | 763.54 | 763.54 | 14.25% | 0 | 0 | 0 | 0 | 0 | 0 | 0 | 0 | 0 | 0 | 0 | 0 | 0 | 0 | 0 | 0 | 896273.7936 | 896273.7936 | 0 | 0 | 0 | 0 | 0 | 0 | 896273.7936 | 896273.7936 | [8 empty] | 20287.988 |  | 5.3576 | [9 empty] | N |  | N |  |  |  |  | 194.581 | 12.9493 | 93.0307 | 25.4915 | 0.27153 | 0.13434 | 0.15961 | 0.1452 |  |  |  | 0 | 0
Mass Electric | NE North | Merrimack Valley | Pinehurst 92 | Billerica | 14-92L2 | Billerica | N | Mixed | 13.2 | 11.7973 | 16.8718 | 1263.5833 | 37552.215 | Metered | 9.7702 | Partial | No | [16 empty] | 72 | 72 | [6 empty] | 72 | 72 | [16 empty] | 866.63 | 866.63 | [6 empty] | 866.63 | 866.63 | 8.87% | 0 | 0 | 0 | 0 | 0 | 0 | 0 | 0 | 0 | 0 | 0 | 0 | 0 | 0 | 0 | 0 | 1017284.9592 | 1017284.9592 | 0 | 0 | 0 | 0 | 0 | 0 | 1017284.9592 | 1017284.9592 | [8 empty] | 37552.215 |  | 9.7702 | [9 empty] | N |  | N |  |  |  |  | 62.1613 | 467.539 | 62.1613 | 59.2602 | 0.25008 | 1.176 | 0.25008 | 1.0015 |  |  |  | 0 | 40281.3333
Mass Electric | NE North | Merrimack Valley | Pinehurst 92 | Billerica | 14-92L3 | Billerica | N | OH | 13.2 | 11.7973 | 9.59 | 433.25 | 20315.303 | Metered | 4.3897 | Partial | No | [16 empty] | 32 | 32 | [6 empty] | 32 | 32 | [16 empty] | 328.71 | 328.71 | [6 empty] | 328.71 | 328.71 | 7.488% | 0 | 0 | 0 | 0 | 0 | 0 | 0 | 0 | 0 | 0 | 0 | 0 | 0 | 0 | 0 | 0 | 385852.9464 | 385852.9464 | 0 | 0 | 0 | 0 | 0 | 0 | 385852.9464 | 385852.9464 | [8 empty] | 20315.303 |  | 4.3897 | [9 empty] | N |  | N |  |  |  |  | 142.5136 | 553.8335 | 142.5136 | 24.9633 | 0.21927 | 0.7098 | 0.21927 | 0.3432 |  |  |  | 0 | 41750.6667
Mass Electric | NE North | Merrimack Valley | Pinehurst 92 | Billerica | 14-92L4 | Billerica | N | OH | 13.2 | 11.7973 | 6.6358 | 356.1667 | 28300.829 | Metered | 4.6564 | Partial | No | [16 empty] | 7 | 7 | [6 empty] | 7 | 7 | [16 empty] | 1054.88 | 1054.88 | [6 empty] | 1054.88 | 1054.88 | 22.65% | 0 | 0 | 0 | 0 | 0 | 0 | 0 | 0 | 0 | 0 | 0 | 0 | 0 | 0 | 0 | 0 | 1238260.3392 | 1238260.3392 | 0 | 0 | 0 | 0 | 0 | 0 | 1238260.3392 | 1238260.3392 | [8 empty] | 28300.829 |  | 4.6564 | [9 empty] | N |  | N |  |  |  |  | 183.2401 | 379.7034 | 183.2401 | 34.985 | 1.0164 | 0.13134 | 1.0164 | -0.081635 |  |  |  | 64568 | -64423.6667
Mass Electric | NE North | Merrimack Valley | Pinehurst 92 | Billerica | 14-92L6 | Billerica | N | Mixed | 13.2 | 11.7745 | 25.7824 | 1420.8333 | 32421.113 | Metered | 8.0707 | Partial | No | [16 empty] | 81 | 81 | 1 | 1 |  |  |  |  | 82 | 82 | [16 empty] | 649.35 | 649.35 | 3.8 | 3.8 |  |  |  |  | 653.15 | 653.15 | 8.093% | 0 | 0 | 0 | 0 | 0 | 0 | 0 | 0 | 0 | 0 | 0 | 0 | 0 | 0 | 0 | 0 | 762233.004 | 762233.004 | 4460.592 | 4460.592 | 0 | 0 | 0 | 0 | 766693.596 | 766693.596 | [8 empty] | 32421.113 |  | 8.0707 | [9 empty] | N |  | N |  |  |  |  | 643.4872 | 936.7819 | 155.211 | 493.9292 | 2.8448 | 1.0121 | 1.093 | 2.3673 |  |  |  | 201004 | 646953.3333
Mass Electric | NE North | Merrimack Valley | Chelmsford 9 | Chelmsford | 14-9J1 | Chelmsford | N | Mixed | 4.16 | 2.6516 | 7.5994 | 589.4167 | 6799.9882 | Estimated | 1.9406 | No | No | [16 empty] | 15 | 15 | [6 empty] | 15 | 15 | [16 empty] | 182.47 | 182.47 | [6 empty] | 182.47 | 182.47 | 9.403% | 0 | 0 | 0 | 0 | 0 | 0 | 0 | 0 | 0 | 0 | 0 | 0 | 0 | 0 | 0 | 0 | 214190.5848 | 214190.5848 | 0 | 0 | 0 | 0 | 0 | 0 | 214190.5848 | 214190.5848 | [8 empty] | 6799.9882 |  | 1.9406 | [9 empty] | N |  | N |  |  |  |  | 20.712 | 1072.595 | 20.712 | 249.3969 | 0.19002 | 1.382 | 0.19002 | 1.0492 |  |  |  | 0 | 137901
Mass Electric | NE North | Merrimack Valley | Chelmsford 9 | Chelmsford | 14-9J2 | Chelmsford | N | Mixed | 4.16 | 1.9815 | 2.0822 | 203.5 | 3677.7164 | Estimated | 1.0496 | No | No | [16 empty] | 1 | 1 | [6 empty] | 1 | 1 | [16 empty] | 9 | 9 | [6 empty] | 9 | 9 | 0.8575% | 0 | 0 | 0 | 0 | 0 | 0 | 0 | 0 | 0 | 0 | 0 | 0 | 0 | 0 | 0 | 0 | 10564.56 | 10564.56 | 0 | 0 | 0 | 0 | 0 | 0 | 10564.56 | 10564.56 | [8 empty] | 3677.7164 |  | 1.0496 | [9 empty] | N |  | N |  |  |  |  | 100.2457 | 612.2662 | 100.2457 | -33.5524 | 1.0025 | 0.11951 | 1.0025 | -0.21219 |  |  |  | 20400 | -14404.3333
Mass Electric | NE North | Merrimack Valley | Chelmsford 9 | Chelmsford | 14-9J3 | Chelmsford | N | OH | 4.16 | 2.5507 | 3.8286 | 246.5833 | 5848.9998 | Estimated | 1.6692 | No | No | [16 empty] | 16 | 16 | [6 empty] | 16 | 16 | [16 empty] | 92.95 | 92.95 | [6 empty] | 92.95 | 92.95 | 5.568% | 0 | 0 | 0 | 0 | 0 | 0 | 0 | 0 | 0 | 0 | 0 | 0 | 0 | 0 | 0 | 0 | 109108.428 | 109108.428 | 0 | 0 | 0 | 0 | 0 | 0 | 109108.428 | 109108.428 | [8 empty] | 5848.9998 |  | 1.6692 | [9 empty] | N |  | N |  |  |  |  | 5.0896 | 1321.7827 | 5.0896 | 242.7832 | 0.0081108 | 0.98825 | 0.0081108 | 0.4708 |  |  |  | 0 | 0
Mass Electric | NE North | Merrimack Valley | Reading 12 | Andover | 14-FD12H1 | Andover | N | OH | 2.4 | 0 | 0.30208 | 10.0833 | 0 | Estimated | 0 | No | No | [16 empty] | 1 | 1 | [6 empty] | 1 | 1 | [16 empty] | 7.6 | 7.6 | [6 empty] | 7.6 | 7.6 | 0% | 0 | 0 | 0 | 0 | 0 | 0 | 0 | 0 | 0 | 0 | 0 | 0 | 0 | 0 | 0 | 0 | 8921.184 | 8921.184 | 0 | 0 | 0 | 0 | 0 | 0 | 8921.184 | 8921.184 | [8 empty] | 0 |  | 0 | [9 empty] | N |  | N |  |  |  |  | 0 | 1669 | 0 | 0 | 0 | 0.33333 | 0 | 0 |  |  |  | 0 | 0
Nantucket Electric | NE South | Nantucket | Candle Street 101 | Nantucket | 04-101L1 | Nantucket | N | UG | 13.2 | 22.8631 | 0.40095 | 35.4167 | 5340.8133 | Estimated | 1.5242 | Partial | No | [24 empty] | 0 | 0 | [24 empty] | 0 | 0 | 0% | 0 | 0 | 0 | 0 | 0 | 0 | 0 | 0 | 0 | 0 | 0 | 0 | 0 | 0 | 0 | 0 | 0 | #VALUE! | 0 | 0 | 0 | 0 | 0 | 0 | 0 | #VALUE! | [8 empty] | 5340.8133 |  | 1.5242 | [9 empty] | N |  | N |  |  |  |  | 0 | 30.3665 | 0 | 0 | 0 | 0.30366 | 0 | 0 |  |  |  | 0 | 0
Nantucket Electric | NE South | Nantucket | Candle Street 101 | Nantucket | 04-101L2 | Nantucket | N | Mixed | 13.2 | 11.0886 | 86.3432 | 2699.9167 | 38186.8151 | Estimated | 10.8981 | Partial | No | [16 empty] | 22 | 22 | 1 | 1 |  |  |  |  | 23 | 23 | [16 empty] | 170.13 | 170.13 | 7.6 | 7.6 |  |  |  |  | 177.73 | 177.73 | 1.631% | 0 | 0 | 0 | 0 | 0 | 0 | 0 | 0 | 0 | 0 | 0 | 0 | 0 | 0 | 0 | 0 | 199705.3992 | 199705.3992 | 8921.184 | 8921.184 | 0 | 0 | 0 | 0 | 208626.5832 | 208626.5832 | [8 empty] | 38186.8151 |  | 10.8981 | [9 empty] | N |  | N |  |  |  |  | 14.3341 | 84.8076 | 14.3341 | 31.3969 | 0.10297 | 0.79262 | 0.10297 | 0.40439 |  |  |  | 0 | 30571.3333
Nantucket Electric | NE South | Nantucket | Candle Street 101 | Nantucket | 04-101L3 | Nantucket | N | Mixed | 13.2 | 10.2655 | 13.125 | 1360.6667 | 26997.8113 | Estimated | 7.7049 | Partial | No | [16 empty] | 4 | 4 | 1 | 1 |  |  |  |  | 5 | 5 | [16 empty] | 27.38 | 27.38 | 11.4 | 11.4 |  |  |  |  | 38.78 | 38.78 | 0.5033% | 0 | 0 | 0 | 0 | 0 | 0 | 0 | 0 | 0 | 0 | 0 | 0 | 0 | 0 | 0 | 0 | 32139.7392 | 32139.7392 | 13381.776 | 13381.776 | 0 | 0 | 0 | 0 | 45521.5152 | 45521.5152 | [8 empty] | 26997.8113 |  | 7.7049 | [9 empty] | N |  | N |  |  |  |  | 1.1818 | 90.988 | 1.1818 | 26.0476 | 0.0058795 | 0.5644 | 0.0058795 | 0.17904 |  |  |  | 0 | 1811.3333
Nantucket Electric | NE South | Nantucket | Candle Street 101 | Nantucket | 04-101L4 | Nantucket | N | Mixed | 13.2 | 10.0598 | 25.2288 | 2863.1667 | 29107.4325 | Estimated | 8.3069 | Partial | No | [16 empty] | 15 | 15 |  |  | 1 | 1 |  |  | 16 | 16 | [16 empty] | 402.78 | 402.78 |  |  | 100 | 100 |  |  | 502.78 | 502.78 | 6.053% | 0 | 0 | 0 | 0 | 0 | 0 | 0 | 0 | 0 | 0 | 0 | 0 | 0 | 0 | 0 | 0 | 472799.2752 | 472799.2752 | 0 | 0 | 327624 | 327624 | 0 | 0 | 800423.2752 | 800423.2752 | [8 empty] | 29107.4325 |  | 8.3069 | [9 empty] | N |  | N |  |  |  |  | 20.2908 | 10.6871 | 20.2908 | -13.1835 | 0.1886 | 0.24816 | 0.1886 | -0.10226 |  |  |  | 0 | 0
Nantucket Electric | NE South | Nantucket | Candle Street 101 | Nantucket | 04-101L5 | Nantucket | N | Mixed | 13.2 | 9.8083 | 31.765 | 1693.4167 | 17224.1229 | Estimated | 4.9156 | Partial | No | [16 empty] | 12 | 12 |  |  | 2 | 2 |  |  | 14 | 14 | [16 empty] | 1484.98 | 1484.98 |  |  | 301.2 | 301.2 |  |  | 1786.18 | 1786.18 | 36.34% | 0 | 0 | 0 | 0 | 0 | 0 | 0 | 0 | 0 | 0 | 0 | 0 | 0 | 0 | 0 | 0 | 1743128.9232 | 1743128.9232 | 0 | 0 | 986803.488 | 986803.488 | 0 | 0 | 2729932.4112 | 2729932.4112 | [8 empty] | 17224.1229 |  | 4.9156 | [9 empty] | N |  | N |  |  |  |  | 99.3022 | 6.6148 | 99.3022 | -3.8712 | 1.1385 | -0.092188 | 1.1385 | -0.42703 |  |  |  | 113531 | -96941
Nantucket Electric | NE South | Nantucket | Candle Street 101 | Nantucket | 04-101L6 | Nantucket | N | Mixed | 13.2 | 10.0826 | 45.017 | 1612.3333 | 19039.9994 | Estimated | 5.4338 | Partial | No | [16 empty] | 11 | 11 | 1 | 1 |  |  |  |  | 12 | 12 | [16 empty] | 81.9 | 81.9 | 7.6 | 7.6 |  |  |  |  | 89.5 | 89.5 | 1.647% | 0 | 0 | 0 | 0 | 0 | 0 | 0 | 0 | 0 | 0 | 0 | 0 | 0 | 0 | 0 | 0 | 96137.496 | 96137.496 | 8921.184 | 8921.184 | 0 | 0 | 0 | 0 | 105058.68 | 105058.68 | [8 empty] | 19039.9994 |  | 5.4338 | [9 empty] | N |  | N |  |  |  |  | 26.386 | 248.7117 | 26.386 | 63.1448 | 0.16994 | 1.2578 | 0.16994 | 0.44419 |  |  |  | 1316 | 125372
Nantucket Electric | NE South | Nantucket | Candle Street 101 | Nantucket | 04-101L7 | Nantucket | N | Mixed | 13.2 | 11.0657 | 71.0648 | 3086.5 | 35195.9597 | Estimated | 10.0445 | Partial | No | [16 empty] | 18 | 18 | 1 | 1 |  |  |  |  | 19 | 19 | [16 empty] | 222.8 | 222.8 | 25 | 25 |  |  |  |  | 247.8 | 247.8 | 2.467% | 0 | 0 | 0 | 0 | 0 | 0 | 0 | 0 | 0 | 0 | 0 | 0 | 0 | 0 | 0 | 0 | 261531.552 | 261531.552 | 29346 | 29346 | 0 | 0 | 0 | 0 | 290877.552 | 290877.552 | [8 empty] | 35195.9597 |  | 10.0445 | [9 empty] | N |  | N |  |  |  |  | 13.1761 | 57.3906 | 13.1761 | 29.1311 | 0.071926 | 0.90049 | 0.071926 | 0.30529 |  |  |  | 0 | 56085
TOTALS | [12 empty] | 19304856.3481 |  | 5604.7103 |  |  | 6 | 6 | 5 | 5 | 2 | 2 | 10 | 10 | 6 | 6 | 1 | 1 | 157 | 157 | 2 | 2 | 53305 | 53287 | 305 | 305 | 56 | 56 | 10 | 10 | 53865 | 53847 | 2730 | 2730 | 1675 | 1675 | 5350 | 5350 | 5087 | 5087 | 10875 | 10875 | 280 | 280 | 97456.7 | 97456.7 | 10 | 10 | 1097710.469 | 1082565.469 | 27484.12 | 26484.12 | 20310.75 | 20310.75 | 534 | 34 | 1269503.039 | 1252858.039 |  | 17529548.4 | 17529548.4 | 5869200 | 5869200 | 18746400 | 18746400 | 16666232.88 | 16666232.88 | 69829245 | 69829245 | 1412812.8 | 1412812.8 | 491743118.592 | 491743118.592 | 50457.6 | 50457.6 | 1288536456.931 | #VALUE! | 32261959.4208 | 31088119.4208 | 66542891.58 | 66542891.58 | 0 | 0 | 2009188323.2038 | #VALUE! | 0 | 0 |  | 0 | 0 | 0 | 0 |  | 19304856.3481 | 0 | 5604.7103 | 0 | 0 | 0 |  |  | 0 | 0 | 49 | 22 |  |  |  |  | 0 | 0 | [10 empty] | 0 | 0 | 94959714 | -4360612.6667 | 0
NOTES
Data in entry cells of template is for reference only and should be overwritten with actual Company provided data. Please add rows for each additional substation/feeder as necessary.
Feeder/Substation Identification & Location
(1) For each feeder reported, identify all cities and towns (separated by commas) where customers served by the feeder are located.
(2) Enter "Y" for a feeder that is included in an Annual Report for the first time or "N" for a feeder that was included in a previous Annual Report.
(3) For each substation reported, a company should include a row that allows the company to identify DMS Power Flow capabiltiy .
Feeder Characteristics
(4) Enter (i) "Metered" for feeders where Energy Delivered value is based on metered data, or (ii) "Estimated" for feeders where Energy Delivered value is based on estimated data.
Feeder Capability
(5) Enter (i) "Full" for feeders that are fully automated; (ii) "Partial" for feeders that are partially automated; or (iii) "No" for feeders that are not automated.
(6) Enter (i) "Full" for feeders that are VVO-enabled with remote control capability; (ii) "Partial" for feeders that are VVO-enabled without remote control capability; or (iii) "No" for feeders that are not VVO-enabled.
DER Interconnections
(7) Insert additional columns as needed to provide the specified information for all DER types interconnected to the distribution system. DER types include various power generation fuels, storage, Level 2 EV charging stations, DC fast charging stations, and any other DER types that are interconnected to the distribution system.
Performance Metrics - Statewide
(8) For each feeder, the baseline for this metric should be the annual average of voltage complaints for the three-year period, 2015-2017, as set forth in Table 9 (Pre-Investment Baselines).
(9) Enter "Y" for substations where all feeders are modeled daily with no unwarranted voltage or capacity violations over a consecutive 30-day period.
(10) Enter "Y" for feeders where the devices deployed on the feeder can be automatically controlled by DMS commands.
(11) For each feeder, the baseline for SAIDI/SAIFI should be the annual average of SAIDI/SAIFI for the three-year period, 2015-2017, as set forth in Table 9 (Pre-Investment Baselines).
Performance Metrics - Company Specific
(12) Eversource only: Enter (i) "Static" for feeders where the company has static analysis ability, (ii) "Semi-auto 1" for feeders where the company has semi-automatic 1 analysis ability, (iii) "Semi-auto 2" for feeders where the company has semi-automatic 2 analysis ability, or (iv) "Full" for feeders where the company has full automated analysis ability.
(13) National Grid only: For each feeder, enter the customer minutes of interruption during the plan year that result from mainline interruptions.
(14) Unitil only: For each feeder, calculate the total number of customer minute saved during the plan year as the sum of the customer minutes saved per outage on the feeder, as provided in Table 8 (Unitil – Customer Minutes Saved).

## 4. System Status
TABLE 4 | System Status |  | Company Name | National Grid
|  |  | Plan Year | 2019
This table presents the required format for the system-level reporting of grid modernization capabilities and performance metrics:
(1) Automation Capability
(2) VVO Capability
(3) DMS Power Flow and Control Capabilities (Y/N)
(4) Control Function Capability
(5) Load Flow Modeling Capability
(6) (Eversource only) Advanced Load Flow Capability
|  | Grid Modernization Capabilities | [5 empty] | Performance Metrics - Statewide |  |  | Performance Metrics - Company Specific
| Nantucket Electric | Automation Capability |  |  | VVO Capability |  |  | Load Flow Modeling Capability | Control Functions | # Customers Benefitting from GMP Investments | Eversource - Advanced Load Flow Capability |  |  |  | National Grid - Main Line Interruptions | Unitil - Customer Minutes Saved
Company Name | System Wide Status | Fully Automated | Partially Automated | Not Automated | VVO-Enabled w/Remote Control Capability | VVO-Enabled w/o Remote Control Capability | Not VVO-Enabled | DMS Power Flow Modeled and Control Capabilities | Control Function | Automated Zone Size Reduced | Static | Semi-Automatic 1 | Semi-Automatic 2 | Fully Automated | Change in Customer Minutes of Interruption | Customer Minutes Saved
National Grid | # of Feeders (1) | 0 | 7 | 0 | 0 | 0 | 7
National Grid | % Total Feeders (1) | 0% | 100% | 0% | 0% | 0% | 100%
National Grid | # of Customers (2) | 0 | 13351 | 0 | 0 | 0 | 13351
National Grid | % of Total Customers (2) | 0% | 100% | 0% | 0% | 0% | 0%
National Grid | Feeder Load (MWh) (3) | 0 | 171092.9543 | 0% | 0 | 0 | 171092.9543
National Grid | % of Total Load (3) | 0% | 100% | 0% | 0% | 0% | 100%
National Grid | Peak Demand (MW) (4) | 0 | 48.8279 | 0% | 0 | 0 | 48.8279
National Grid | % Total Peak Demand (4) | 0% | 100% | 0% | 0% | 0% | 100%
[14 empty] | # Minutes | 116898.6667
| Massachusetts Electric | Grid Modernization Capabilities | [5 empty] | Performance Metrics - Statewide |  |  | Performance Metrics - Company Specific
|  | Automation Capability |  |  | VVO Capability |  |  | Load Flow Modeling Capability | Control Functions | # Customers Benefitting from GMP Investments | Eversource - Advanced Load Flow Capability |  |  |  | National Grid - Main Line Interruptions | Unitil - Customer Minutes Saved
Company Name | System Wide Status | Fully Automated | Partially Automated | Not Automated | VVO-Enabled w/Remote Control Capability | VVO-Enabled w/o Remote Control Capability | Not VVO-Enabled | DMS Power Flow Modeled and Control Capabilities | Control Function | Automated Zone Size Reduced | Static | Semi-Automatic 1 | Semi-Automatic 2 | Fully Automated | Change in Customer Minutes of Interruption | Customer Minutes Saved
National Grid | # of Feeders (1) | 0 | 766 | 350 | 0 | 0 | 1116
National Grid | % Total Feeders (1) | 0% | 68.6% | 31.3% | 0% | 0% | 100%
National Grid | # of Customers (2) | 0 | 1145573 | 157052 | 0 | 0 | 1302625
National Grid | % of Total Customers (2) | 0% | 87.9% | 12% | 0% | 0% | 100%
National Grid | Feeder Load (MWh) (3) | 0 | 16717748.0779 | 2416015.3159 | 0 | 0 | 19133763.3939
National Grid | % of Total Load (3) | 0% | 87.37% | 12.63% | 0% | 0% | 100%
National Grid | Peak Demand (MW) (4) | 0 | 4860.2202 | 695.6622 | 0 | 0 | 5555.8824
National Grid | % Total Peak Demand (4) | 0% | 87.48% | 12.52% | 0% | 0% | 100%
[14 empty] | # Minutes | -3585192.6667
Notes
(1) Enter number of feeders that have attained the specified grid modernization capability and percentage of total feeders that the number represents.
(2) Enter number of customers served by feeders that have attained the specified grid modernization capability and percentage of total customers that the number represents.
(3) Enter annual energy delivered (in MWh) by feeders that have attained the specified grid modernization capability and percentage of energy delivered systemwide the MWh represent.
(4) Enter (coincident) peak demand (in MW) of feeders that have attained the specified grid modernization capability and percentage of system peak demand the MW represent.

## 5.a. Spending - 2018 Report
TABLE 5a | System Spending - 2018 Report |  | Company Name | National Grid
|  |  | Plan Year | 2019
This table presents the required format for the reporting of the system-level deployment and spending information in the 2018 Annual Report. |  |  |  |  | Take 2018 info and paste
|  |  | 2018 |  |  | 2019 |  |  | 2020 |  |  | 3-Yr Term
Company Name | Investment Category | Preauthorized Device Type | Actual # of Devices Deployed, 2018 | Actual Total Spending, 2018 ($) | Actual Spending on Investments Placed In-Service, 2018 ($) | Projected # of Devices to be Deployed, 2019 | Projected Total Spending, 2019 ($) | Projected Spending on Investments Placed In-Service, 2019 ($) | Projected # of Devices to be Deployed, 2020 | Projected Total Spending, 2020 ($) | Projected Spending on Investments Placed In-Service, 2020 ($) | Projected # of Devices to be Deployed, 3-Yr Term | Projected Total Spending - 3-Yr Term ($) | Projected Spending on Investments Placed In-Service, 3-Yr Term ($)
National Grid | Monitoring & Control (SCADA) | Microprocessor Relay | 0 | $- | $- | 0 | $- | $- | 0 | $- | $- | 0 | $- | $-
National Grid | Monitoring & Control (SCADA) | 4kV Circuit Breaker SCADA | 0 | $- | $- | 0 | $- | $- | 0 | $- | $- | 0 | $- | $-
National Grid | Monitoring & Control (SCADA) | Recloser SCADA | 0 | $- | $- | 0 | $- | $- | 0 | $- | $- | 0 | $- | $-
National Grid | Monitoring & Control (SCADA) | Padmount Switch SCADA | 0 | $- | $- | 0 | $- | $- | 0 | $- | $- | 0 | $- | $-
National Grid | Monitoring & Control (SCADA) | Network Protector SCADA | 0 | $- | $- | 0 | $- | $- | 0 | $- | $- | 0 | $- | $-
National Grid | Monitoring & Control (SCADA) | Feeder Monitors | 0 | $- | $- | 80 | 1.76 | $- | 100 | 2.2 | $- | 180 | 3.96 | $-
National Grid | Monitoring & Control (SCADA) | OMS/AMI Integration | 0 | $- | $- | 0 | $- | $- | 0 | $- | $- | 0 | $- | $-
National Grid | Distribution Automation | OH DA w/o Ties | 0 | $- | $- | 20 | 2.54 | $- | 50 | 4.35 | $- | 70 | 6.89 | $-
National Grid | Distribution Automation | OH DA w/Ties | 0 | $- | $- | 0 | $- | $- | 0 | $- | $- | 0 | $- | $-
National Grid | Distribution Automation | 4kV Oil Switch Replacement | 0 | $- | $- | 0 | $- | $- | 0 | $- | $- | 0 | $- | $-
National Grid | Distribution Automation | 4kV VFI Retrofit for DA | 0 | $- | $- | 0 | $- | $- | 0 | $- | $- | 0 | $- | $-
National Grid | Volt-Var Optimization | VVO - Regulators | 0 | $- | $- | 8 | 1.6 | $- | 8 | 1.6 | $- | 16 | 3.2 | $-
National Grid | Volt-Var Optimization | VVO - Capacitor Banks | 0 | $- | $- | 40 | 2 | $- | 60 | 3 | $- | 100 | 5 | $-
National Grid | Volt-Var Optimization | VVO - LTC Controls | 0 | $- | $- | 6 | 1.36 | $- | 6 | 1.36 | $- | 12 | 2.72 | $-
National Grid | Volt-Var Optimization | VVO - Line Sensors | 0 | $- | $- | 12 | 0.24 | $- | 20 | 0.4 | $- | 32 | 0.64 | $-
National Grid | Volt-Var Optimization | VVO - IT Work | 0 | $- | $- | 0 | $- | $- | 0 | $- | $- | 0 | $- | $-
National Grid | Advanced Distribution Management System (ADMS) | Advanced Load Flow | 0 | $- | $- | 0 | $- | $- | 0 | $- | $- | 0 | $- | $-
National Grid | Advanced Distribution Management System (ADMS) | GIS Survey (Expense) | 0 | $- | $- | 0 | 2.5 | $- | 0 | 2.5 | $- | 0 | 5 | $-
National Grid | Advanced Distribution Management System (ADMS) | Dist. Management System | 0 | $- | $- | 0 | 14.2 | $- | 0 | 23.48 | $- | 0 | 37.68 | $-
National Grid | Communications | Numbers of Nodes | 0 | $- | $- | 204 | 2.04 | $- | 206 | 2.06 | $- | 410 | 4.1 | $-
National Grid | Communications | Miles of Fiber | 0 | 0.1 | $- | 0 | $- | $- | 5 | 5 | $- | 5 | 5.1 | $-
National Grid | Workforce Management | Mobile Damage Assessment | 0 | $- | $- | 0 | $- | $- | 0 | $- | $- | 0 | $- | $-
|  | TOTAL | 0 | 0.1 | $- | 370 | 28.24 | $- | 455 | 45.95 | $- | 825 | 74.29 | $-

## 5.b. Spending - 2019 Report
TABLE 5b | System Spending - 2019 Report |  | Company Name | National Grid
|  |  | Plan Year | 2019
This table presents the required format for the reporting of the system-level deployment and spending information in the 2019 Annual Report.
|  |  | 2019 | [8 empty] | 2020 | [8 empty] | 3-Yr Term
|  |  | Reported Projection |  |  | Actual |  |  | % Difference |  |  | Reported Projection |  |  | Revised Projection |  |  | % Difference |  |  | Reported Projection |  |  | Revised Projection |  |  | % Difference
Company Name | Investment Category | Preauthorized Device Type | Reported Projected Deployment (# of Devices) | Reported Projected Spending, Total ($) | Reported Projected Spending, In-Service ($) | Actual Deployment (# of Devices) | Actual Spending, Total ($) | Actual Spending, In-Service ($) | % Difference, Actual vs. Reported Projected Deployment | % Difference, Actual vs. Reported Projected Spending, Total | % Difference, Actual vs. Reported Spending, In-Service | Reported Projected Deployment (# of Devices) | Reported Projected Spending, Total ($) | Reported Projected Spending, In-Service ($) | Revised Projected Deployment (# of Devices) | Revised Projected Spending, Total ($) | Revised Projected Spending, In-Service ($) | % Difference, Revised vs. Reported Projected Deployment | % Difference, Revised vs. Reported Projected Spending, Total | % Difference, Revised vs. Reported Projected Spending, In-Service | Reported Projected Deployment (# of Devices) | Reported Projected Spending, Total ($) | Reported Projected Spending, In-Service ($) | Revised Projected Deployment (# of Devices) | Revised Projected Spending, Total ($) | Revised Projected Spending, In-Service ($) | % Difference, Revised vs. Reported Projected Deployment | % Difference, Revised vs. Reported Projected Spending, Total | % Difference, Revised vs. Reported Projected Spending, In-Service
National Grid | Monitoring & Control (SCADA) | Microprocessor Relay | 0 | $- | $- | 0 | $- | $- | 0% | 0% | 0% | 0 | $- | $- | 0 | $- | $- | 0% | 0% | 0% | 0 | $- | $- | 0 | $- | $- | 0% | 0% | 0%
National Grid | Monitoring & Control (SCADA) | 4kV Circuit Breaker SCADA | 0 | $- | $- | 0 | $- | $- | 0% | 0% | 0% | 0 | $- | $- | 0 | $- | $- | 0% | 0% | 0% | 0 | $- | $- | 0 | $- | $- | 0% | 0% | 0%
National Grid | Monitoring & Control (SCADA) | Recloser SCADA | 0 | $- | $- | 0 | $- | $- | 0% | 0% | 0% | 0 | $- | $- | 0 | $- | $- | 0% | 0% | 0% | 0 | $- | $- | 0 | $- | $- | 0% | 0% | 0%
National Grid | Monitoring & Control (SCADA) | Padmount Switch SCADA | 0 | $- | $- | 0 | $- | $- | 0% | 0% | 0% | 0 | $- | $- | 0 | $- | $- | 0% | 0% | 0% | 0 | $- | $- | 0 | $- | $- | 0% | 0% | 0%
National Grid | Monitoring & Control (SCADA) | Network Protector SCADA | 0 | $- | $- | 0 | $- | $- | 0% | 0% | 0% | 0 | $- | $- | 0 | $- | $- | 0% | 0% | 0% | 0 | $- | $- | 0 | $- | $- | 0% | 0% | 0%
National Grid | Monitoring & Control (SCADA) | Feeder Monitors | 80 | 1.76 | 1.76 | 5 | 0.57 | 0.1 | -93.75% | -67.61% | -94.32% | 100 | 2.2 | 2.2 | 155 | 4.2 | 3.4 | 55% | 90.91% | 54.55% | 180 | 3.96 | 3.96 | 160 | 4.77 | 3.5 | -11.11% | 20.45% | -11.62%
National Grid | Monitoring & Control (SCADA) | OMS/AMI Integration | 0 | $- | $- | 0 | $- | $- | 0% | 0% | 0% | 0 | $- | $- | 0 | $- | $- | 0% | 0% | 0% | 0 | $- | $- | 0 | $- | $- | 0% | 0% | 0%
National Grid | Distribution Automation | OH DA w/o Ties | 20 | 2.54 | 2.54 | 0 | 0.65 | $- | -100% | -74.41% | 0% | 50 | 4.35 | 4.35 | 82 | 7.11 | 6 | 64% | 63.45% | 37.93% | 70 | 6.89 | 6.89 | 82 | 7.76 | 6 | 17.14% | 12.63% | -12.92%
National Grid | Distribution Automation | OH DA w/Ties | 0 | $- | $- | 0 | $- | $- | 0% | 0% | 0% | 0 | 0 | 0 | 0 | 0 | $- | 0% | 0% | 0% | 0 | 0 | 0 | 0 | 0 | 0 | 0% | 0% | 0%
National Grid | Distribution Automation | 4kV Oil Switch Replacement | 0 | $- | $- | 0 | $- | $- | 0% | 0% | 0% | 0 | $- | $- | 0 | $- | $- | 0% | 0% | 0% | 0 | $- | $- | 0 | $- | $- | 0% | 0% | 0%
National Grid | Distribution Automation | 4kV VFI Retrofit for DA | 0 | $- | $- | 0 | $- | $- | 0% | 0% | 0% | 0 | $- | $- | 0 | $- | $- | 0% | 0% | 0% | 0 | $- | $- | 0 | $- | $- | 0% | 0% | 0%
National Grid | Volt-Var Optimization | VVO - Regulators | 8 | 1.6 | 1.6 | 0 | 0.08 | $- | -100% | -95% | 0% | 8 | 1.6 | 1.6 | 6 | 0.3 | 0.3 | -25% | -81.25% | -81.25% | 16 | 3.2 | 3.2 | 6 | 0.38 | 0.3 | -62.5% | -88.13% | -90.63%
National Grid | Volt-Var Optimization | VVO - Capacitor Banks | 40 | 2 | 2 | 4 | 1.19 | 0.1 | -90% | -40.5% | -95% | 60 | 3 | 3 | 76 | 4.2 | 3.6 | 26.67% | 40% | 20% | 100 | 5 | 5 | 80 | 5.4 | 3.7 | -20% | 8% | -26%
National Grid | Volt-Var Optimization | VVO - LTC Controls | 6 | 1.36 | 1.36 | 0 | 0.08 | $- | -100% | -94.12% | 0% | 6 | 1.36 | 1.36 | 4 | 0.83 | 0.6 | -33.33% | -38.97% | -55.88% | 12 | 2.72 | 2.72 | 4 | 0.91 | 0.6 | -66.67% | -66.54% | -77.94%
National Grid | Volt-Var Optimization | VVO - Line Sensors | 12 | 0.24 | 0.24 | 2 | 0.22 | 0.04 | -83.33% | -8.333% | -83.33% | 20 | 0.4 | 0.4 | 14 | 0.3 | 0.3 | -30% | -25% | -25% | 32 | 0.64 | 0.64 | 16 | 0.52 | 0.35 | -50% | -18.75% | -45.31%
National Grid | Volt-Var Optimization | VVO - IT Work | 0 | $- | $- | 0 | 1 | 0.85 | 0% | 0% | 0% | 0 | $- | $- | 0 | 0.3 | 0.15 | 0% | 0% | 0% | 0 | $- | $- | 0 | 1.3 | 1 | 0% | 0% | 0%
National Grid | Advanced Distribution Management System (ADMS) | Advanced Load Flow | 0 | $- | $- | 0 | $- | $- | 0% | 0% | 0% | 0 | $- | $- | 0 | $- | $- | 0% | 0% | 0% | 0 | $- | $- | 0 | $- | $- | 0% | 0% | 0%
National Grid | Advanced Distribution Management System (ADMS) | GIS Survey (Expense) | 0 | 2.5 | $- | 0 | 0.45 | $- | 0% | -82% | 0% | 0 | 2.5 | 0 | 0 | 6 | $- | 0% | 140% | 0% | 0 | 5 | 0 | 0 | 6.45 | $- | 0% | 29% | 0%
National Grid | Advanced Distribution Management System (ADMS) | Dist. Management System | 0 | 14.2 | $- | 0 | 0.95 | $- | 0% | -93.31% | 0% | 0 | 23.48 | 37.68 | 0 | 16 | $- | 0% | -31.86% | 0% | 0 | 37.68 | 37.68 | 0 | 16.95 | $- | 0% | -55.02% | 0%
National Grid | Communications | Numbers of Nodes | 204 | 2.04 | 0.2 | 11 | 1.47 | 0.01 | -94.61% | -27.94% | -95% | 206 | 2.06 | 0.8 | 337 | 8.13 | 0.35 | 63.59% | 294.7% | -56.25% | 410 | 4.6 | 1 | 348 | 9.6 | 0.36 | -15.12% | 108.7% | -64%
National Grid | Communications | Miles of Fiber | 0 | $- | $- | 0 | $- | $- | 0% | 0% | 0% | 5 | 5 | 5 | 0 | 0.5 | $- | -100% | -90% | 0% | 5 | 5 | 5 | 0 | 0.5 | $- | -100% | -90% | 0%
National Grid | Workforce Management | Mobile Damage Assessment | 0 | $- | $- | 0 | $- | $- | 0% | 0% | 0% | 0 | $- | $- | 0 | $- | $- | 0% | 0% | 0% | 0 | $- | $- | 0 | $- | $- | 0% | 0% | 0%
|  | TOTAL | 370 | 28.24 | 9.7 | 22 | 6.66 | 1.1 |  |  |  | 455 | 45.95 | 56.39 | 674 | 47.87 | 14.7 |  |  |  | 825 | 74.69 | 66.09 | 696 | 54.54 | 15.81